## Input Data
Liquid chemistry plotting spreadsheet version 5 | [12 empty] | CFB Ternary |  | CLB Ternary |  | LRC Ternary |  | CSH Ternary |  | NKM Ternary | [7 empty] | Isotopes |  |  | Fixed address field for input data | [33 empty] | CFB Ternary |  |  |  |  | CLB Ternary |  |  |  |  | LRC Ternary |  |  |  |  | CSH Ternary |  |  |  |  | NKM Ternary
T. Powell Thermochem, Inc. 18 June 2005 |  |  | Copy water chemistry data into data field below. Use negative numbers to indicate detection limit. Data will be plotted at detection. Cut/paste or move data but do not delete lines or columns. | [7 empty] | Ternary plot multiplier factors: |  | Cl | 1 | Cl | 1 | Li | 1 | Cl | 1 | Na | 1 | [6 empty] | Position of fractionation cluster | -10 | -20 | [32 empty] | Acceptable |  | Cl | F | B |  |  | Cl | Li | B |  |  | Li | Rb | Cs |  |  | Cl | SO4 | HCO3 |  |  | Na | K | Mg^0.5
[13 empty] | F | 25 | Li | 100 | Rb | 4 | SO4 | 1 | K | 10 | [6 empty] | Position of meteoric trend line label | -16 |  | input field column | [31 empty] | Range
[13 empty] | B | 25 | B | 25 | Cs | 10 | HCO3 | 1 | Mg^.5 | 1000 | [9 empty] | D | E | F | G | H | I | J | K | L | M | N | O | P | Q | R | S | T | U | V | W | X | Y | Z | AA | AB | AC | AD | AE | AF | D |  |  | -1.56%
[8 empty] | mg/kg | [23 empty] | input field column H: mg/kg => meq/litre; input field column J: 0.14411; input field column K: 0.0435; input field column L: 0.02557; input field column M: 0.0499; input field column N: 0.08226; input field column Q: 0.02821; input field column R: 0.05264; input field column S: 0.02082; input field column T: 0.01639; input field column U: 0.03333; input field column V: 0.05544; input field column AB: 0.03581 |  |  | 4.59% | factors: | 1 | 25 | 25 |  |  | 1 | 100 | 25 |  |  | 1 | 4 | 10 |  |  | 1 | 1 | 1 |  |  | 1 | 10 | 1000
Sample Name | Lab Number | Date | Sample Label | UTM east | UTM north | Elevation | Temp C | pH | Li | Na | K | Ca | Mg | SiO2 | B | Cl | F | SO4 | HCO3 | CO3 | NH4 | As | Rb | Cs | Sr | Ba | Fe | Mn | Cond umhos/cm | del 18O | del D | Sample Label | UTM East | UTM North | Elevation | Temp C | pH | Li | Na | K | Ca | Mg | SiO2 | B | Cl | F | SO4 | HCO3 | CO3 | NH4 | As | Rb | Cs | Sr | Ba | Fe | Mn | Cond umohs/cm | delO-18 | delD | isotope labels | sum cations | sum anions | Charge Balance | Labels: | Cl | 25 F | 25 B | X | Y | Cl | 100 Li | 25 B | X | Y | Li | 4 Rb | 10 Cs | X | Y | Cl | SO4 | HCO3 | X | Y | Na | 10 K | 1000 Mg^0.5 | X | Y | log(K^2/Mg) | log(K^2/Ca) | 10Mg/(Ca+10Mg) | 10K/(Na+10K) | Tqtz | Tqtz Enthalpy kj/kg | TDS | Flow (L/sec) | CDN '92 Geothermal Map Spring No. | Province | LAT | LONG | Projection | UTM E | UTM N | Elevation (m.a.s.l) | Elevation (ft --> m.a.s.l) | Elevation (ft) | Date Sampled | Turbidity (NTU) | Eh (mV) | Field pH | Field Cond umhos/cm | Alkalinity Hydroxide (as CaCO3) (mg/L) | Alkalinity Total (as CaCO3) (mg/L) | Nitrate (as N) (mg/L) | Nitrite (as N) (mg/L) | PO4 | Lab Anion Sum (meq/L) | Lab Cation Sum (meq/L) | Lab Cation-Anion Balance (%) | Al | Ag | Be | Bi | Br | Cd | Co | Cr | Cu | Ga | Ge | Hf | Hg | I | In | Mo | Ni | Nb | P | Pb | Sb | Se | Si | Sn | Ta | Te | Th | Ti | Ur | V | Zn | Zr | Comments
Meager Creek (S60) | [5 empty] | 0 | 59 | 6.2 | [24 empty] | 0 | 0 | 0 | 59 | 6.2 | 0 | 0 | 0 | 0 | 0 | 0 | 0 | 0 | 0 | 0 | 0 | 0 | 0 | 0 | 0 | 0 | 0 | 0 | 0 | 0 | 0 | 0 | 99 |  | 0.00062591 | 0 | 100% |  | #DIV/0! | #DIV/0! | #DIV/0! | #DIV/0! | -1 | #DIV/0! | #DIV/0! | #DIV/0! | #DIV/0! | -1 | #DIV/0! | #DIV/0! | #DIV/0! | #DIV/0! | -1 | [16 empty] | 2021 |  | S60 | BC | 50 34 | -123 30 |  |  |  |  | 0
Meager Creek (N.S-B.G 1974) |  | 1974-01-05 |  |  |  | 0 | 59 | 7.2 | 1.2 | 450 | 47 | 81 | 25 | 164 | 2 | 675 | -1 | 110 | 468 |  |  | -0.2 |  |  | -0.05 | 0.1 |  | 0.2 |  |  |  | 0 | 0 | 0 | 0 | 59 | 7.2 | 1.2 | 450 | 47 | 81 | 25 | 164 | 2 | 675 | 1 | 110 | 468 | 0 | 0 | 0.2 | 0 | 0 | 0.05 | 0.1 | 0 | 0.2 | 0 | 0 | 99 |  | 27.0482 | 29.0551 | -3.577% |  | 90% | 3.333% | 6.667% | 0.59664 | 0.9 | 79.88% | 14.2% | 5.917% | 0.52956 | 0.79882 | 100% | 0% | 0% | 0.5774 | 1 | 53.87% | 8.779% | 37.35% | 0.74233 | 0.53871 | 7.601% | 7.939% | 84.46% | 1.0191 | 0.076014 | 1.9463 | 1.4357 | 0.75529 | 0.51087 | 167.2328 | 707.8793 |  | 8 |  | BC | [22 empty] | -0.001 | -0.01 |  |  | -0.05 | -0.02 | -0.02 | 0.002 | -0.005 | -0.05 | -0.5 | -1 |  | -0.02 | -0.02 | -0.1 | -0.1 |  | -0.01 | -0.1 |  |  | -0.05 | -0.5 | -0.05 | -0.2 | -0.01 |  | 0.05 | -0.1 | -0.05 | "Boron results are probably high due to evaporation of a portion of the solution to dryness in boro silicate glassware."
Meager Creek (N.S-B.G 1974) |  | 1974-03-29 | MDH-1 |  |  | 0 |  |  |  | 430 | 27 | 85 |  |  |  | 650 |  |  | 513 | [12 empty] | MDH-1 | 0 | 0 | 0 | 0 | 0 | 0 | 430 | 27 | 85 | 0 | 0 | 0 | 650 | 0 | 0 | 513 | 0 | 0 | 0 | 0 | 0 | 0 | 0 | 0 | 0 | 0 | 0 | 99 |  | 23.6369 | 26.7446 | -6.168% |  | 100% | 0% | 0% | 0.5774 | 1 | 100% | 0% | 0% | 0.5774 | 1 | #DIV/0! | #DIV/0! | #DIV/0! | #DIV/0! | -1 | 55.89% | 0% | 44.11% | 0.83205 | 0.5589 | 61.43% | 38.57% | 0% | 0.35469 | 0.61429 | -99 | 0.93331 | 0 | 0.38571 | #NUM! | -999 |  |  |  | BC
Meager Creek (N.S-B.G 1974) |  | 1974-03-29 | MDH-2 |  |  | 0 |  |  |  | 440 | 27 | 85 | [20 empty] | 0 | 0 | 0 | 0 | 0 | 0 | 440 | 27 | 85 | 0 | 0 | 0 | 0 | 0 | 0 | 0 | 0 | 0 | 0 | 0 | 0 | 0 | 0 | 0 | 0 | 0 | 0 | 99 |  | 24.0719 | 0 | 100% |  | #DIV/0! | #DIV/0! | #DIV/0! | #DIV/0! | -1 | #DIV/0! | #DIV/0! | #DIV/0! | #DIV/0! | -1 | #DIV/0! | #DIV/0! | #DIV/0! | #DIV/0! | -1 | [5 empty] | 61.97% | 38.03% | 0% | 0.35783 | 0.61972 | -99 | 0.93331 | 0 | 0.38028 | #NUM! | -999 |  |  |  | BC
Meager Creek (N.S-B.G 1974) |  | 1974-03-29 | MDH-3 |  |  | 0 | [7 empty] | 151 | [18 empty] | 0 | 0 | 0 | 0 | 0 | 0 | 0 | 0 | 0 | 0 | 151 | 0 | 0 | 0 | 0 | 0 | 0 | 0 | 0 | 0 | 0 | 0 | 0 | 0 | 0 | 0 | 0 | 99 |  | 0 | 0 |  |  | #DIV/0! | #DIV/0! | #DIV/0! | #DIV/0! | -1 | #DIV/0! | #DIV/0! | #DIV/0! | #DIV/0! | -1 | #DIV/0! | #DIV/0! | #DIV/0! | #DIV/0! | -1 | [10 empty] | -99 | -99 | -99 | -99 | 161.9176 | 684.6727 |  |  |  | BC
Meager Creek (Souther 1976) | [5 empty] | 0 | 56 |  |  | 410 | 84 | 78 | 24.5 | 201 | [18 empty] | 0 | 0 | 0 | 56 | 0 | 0 | 410 | 84 | 78 | 24.5 | 201 | 0 | 0 | 0 | 0 | 0 | 0 | 0 | 0 | 0 | 0 | 0 | 0 | 0 | 0 | 0 | 0 | 99 |  | 25.8904 | 0 | 100% |  | #DIV/0! | #DIV/0! | #DIV/0! | #DIV/0! | -1 | #DIV/0! | #DIV/0! | #DIV/0! | #DIV/0! | -1 | #DIV/0! | #DIV/0! | #DIV/0! | #DIV/0! | -1 | [5 empty] | 6.613% | 13.55% | 79.84% | 0.96007 | 0.066132 | 2.4594 | 1.9565 | 0.75851 | 0.672 | 180.9266 | 767.9713 |  | 6.3 |  | BC | [53 empty] | 52a
Meager Creek (Souther 1976) | [5 empty] | 0 | 58 |  |  | 440 | 91 | 89 | 27.3 | 220 | [18 empty] | 0 | 0 | 0 | 58 | 0 | 0 | 440 | 91 | 89 | 27.3 | 220 | 0 | 0 | 0 | 0 | 0 | 0 | 0 | 0 | 0 | 0 | 0 | 0 | 0 | 0 | 0 | 0 | 99 |  | 28.1537 | 0 | 100% |  | #DIV/0! | #DIV/0! | #DIV/0! | #DIV/0! | -1 | #DIV/0! | #DIV/0! | #DIV/0! | #DIV/0! | -1 | #DIV/0! | #DIV/0! | #DIV/0! | #DIV/0! | -1 | [5 empty] | 6.692% | 13.84% | 79.47% | 0.95625 | 0.066921 | 2.4819 | 1.9687 | 0.75414 | 0.67407 | 187.2921 | 796.0821 |  | 19 |  | BC | [53 empty] | 52b
Meager Creek (Souther 1976) | [5 empty] | 0 | 55 |  |  | 450 | 47 | 81 | 25 | 164 |  | 675 |  | 110 | 468 | [12 empty] | 0 | 0 | 0 | 0 | 55 | 0 | 0 | 450 | 47 | 81 | 25 | 164 | 0 | 675 | 0 | 110 | 468 | 0 | 0 | 0 | 0 | 0 | 0 | 0 | 0 | 0 | 0 | 0 | 99 |  | 26.8752 | 29.0025 | -3.807% |  | 100% | 0% | 0% | 0.5774 | 1 | 100% | 0% | 0% | 0.5774 | 1 | #DIV/0! | #DIV/0! | #DIV/0! | #DIV/0! | -1 | 53.87% | 8.779% | 37.35% | 0.74233 | 0.53871 | 7.601% | 7.939% | 84.46% | 1.0191 | 0.076014 | 1.9463 | 1.4357 | 0.75529 | 0.51087 | 167.2328 | 707.8793 |  | 12.6 |  | BC | [53 empty] | 52c
Meager Creek (Hammerstrom 1977) |  | 1976-08-02 | 01 |  |  | 0 | 31.4 | 6.5 |  | 165 | 23.7 | 92 | 15.4 | 56 |  | 133 |  | 25 | 503 | [7 empty] | 0.45 | 0.45 |  |  |  | 01 | 0 | 0 | 0 | 31.4 | 6.5 | 0 | 165 | 23.7 | 92 | 15.4 | 56 | 0 | 133 | 0 | 25 | 503 | 0 | 0 | 0 | 0 | 0 | 0 | 0 | 0.45 | 0.45 | 0 | 0 | 99 |  | 13.6656 | 12.5166 | 4.388% |  | 100% | 0% | 0% | 0.5774 | 1 | 100% | 0% | 0% | 0.5774 | 1 | #DIV/0! | #DIV/0! | #DIV/0! | #DIV/0! | -1 | 20.12% | 3.782% | 76.1% | 0.99487 | 0.20121 | 3.814% | 5.478% | 90.71% | 1.0694 | 0.038139 | 1.562 | 0.78571 | 0.62602 | 0.58955 | 107.5224 | 450.1744 |  |  |  | BC
Meager Creek (Hammerstrom 1977) |  | 1976-08-02 | 03 |  |  | 0 | 30 | 6.8 |  | 248 | 27 | 83.5 | 17.1 | 54 |  | 295 |  | 50 | 260 | [7 empty] | 0.5 | 0.95 |  |  |  | 03 | 0 | 0 | 0 | 30 | 6.8 | 0 | 248 | 27 | 83.5 | 17.1 | 54 | 0 | 295 | 0 | 50 | 260 | 0 | 0 | 0 | 0 | 0 | 0 | 0 | 0.5 | 0.95 | 0 | 0 | 99 |  | 17.0787 | 13.6243 | 11.25% |  | 100% | 0% | 0% | 0.5774 | 1 | 100% | 0% | 0% | 0.5774 | 1 | #DIV/0! | #DIV/0! | #DIV/0! | #DIV/0! | -1 | 48.76% | 8.264% | 42.98% | 0.77778 | 0.4876 | 5.33% | 5.802% | 88.87% | 1.0569 | 0.053296 | 1.6297 | 0.94104 | 0.67191 | 0.52124 | 105.8041 | 442.8659 |  |  |  | BC
Meager Creek (Hammerstrom 1977) |  | 1976-08-03 | 05 |  |  | 0 | 48.5 | 6.4 |  | 347 | 44 | 92 | 24.8 | 80.5 |  | 428 |  | 65 | 450 | [7 empty] | 0 | 0.92 |  |  |  | 05 | 0 | 0 | 0 | 48.5 | 6.4 | 0 | 347 | 44 | 92 | 24.8 | 80.5 | 0 | 428 | 0 | 65 | 450 | 0 | 0 | 0 | 0 | 0 | 0 | 0 | 0 | 0.92 | 0 | 0 | 99 |  | 22.8508 | 20.8027 | 4.692% |  | 100% | 0% | 0% | 0.5774 | 1 | 100% | 0% | 0% | 0.5774 | 1 | #DIV/0! | #DIV/0! | #DIV/0! | #DIV/0! | -1 | 45.39% | 6.893% | 47.72% | 0.81309 | 0.45387 | 6.017% | 7.63% | 86.35% | 1.0319 | 0.06017 | 1.8925 | 1.3231 | 0.72941 | 0.55909 | 125.6099 | 527.5328 |  |  |  | BC
Meager Creek (Hammerstrom 1977) |  | 1976-08-03 | 06 (GSC1) |  |  | 0 | 56 | 6.05 |  | 377 | 46.2 | 94 | 34.1 | 92 |  | 466 |  | 170 | 458 | [7 empty] | 0.15 | 0.65 |  |  |  | 06 (GSC1) | 0 | 0 | 0 | 56 | 6.05 | 0 | 377 | 46.2 | 94 | 34.1 | 92 | 0 | 466 | 0 | 170 | 458 | 0 | 0 | 0 | 0 | 0 | 0 | 0 | 0.15 | 0.65 | 0 | 0 | 99 |  | 25.0854 | 24.1919 | 1.813% |  | 100% | 0% | 0% | 0.5774 | 1 | 100% | 0% | 0% | 0.5774 | 1 | #DIV/0! | #DIV/0! | #DIV/0! | #DIV/0! | -1 | 42.6% | 15.54% | 41.86% | 0.72936 | 0.42596 | 5.645% | 6.918% | 87.44% | 1.0422 | 0.05645 | 1.7965 | 1.3562 | 0.78391 | 0.55066 | 132.7464 | 558.2388 |  |  |  | BC
Meager Creek (Hammerstrom 1977) |  | 1976-11-30 | 17 (GSC1) |  |  | 0 | 56.5 | 6.15 |  | 410 | 52 | 105 | 40.5 | 96 |  | 500 |  | 180 | 686 | [7 empty] | 0.3 | 0.65 |  |  |  | 17 (GSC1) | 0 | 0 | 0 | 56.5 | 6.15 | 0 | 410 | 52 | 105 | 40.5 | 96 | 0 | 500 | 0 | 180 | 686 | 0 | 0 | 0 | 0 | 0 | 0 | 0 | 0.3 | 0.65 | 0 | 0 | 99 |  | 27.7525 | 29.0961 | -2.364% |  | 100% | 0% | 0% | 0.5774 | 1 | 100% | 0% | 0% | 0.5774 | 1 | #DIV/0! | #DIV/0! | #DIV/0! | #DIV/0! | -1 | 36.6% | 13.18% | 50.22% | 0.79123 | 0.36603 | 5.621% | 7.129% | 87.25% | 1.0399 | 0.056211 | 1.8246 | 1.4108 | 0.79412 | 0.55914 | 135.0812 | 568.3044 |  |  |  | BC
Meager Creek (Hammerstrom 1977) |  | 1976-11-30 | 18 |  |  | 0 | 50 | 6.6 |  | 390 | 48.5 | 92 | 31 | 102 |  | 500 |  | 145 | 595 | [7 empty] | 0 | 0.34 |  |  |  | 18 | 0 | 0 | 0 | 50 | 6.6 | 0 | 390 | 48.5 | 92 | 31 | 102 | 0 | 500 | 0 | 145 | 595 | 0 | 0 | 0 | 0 | 0 | 0 | 0 | 0 | 0.34 | 0 | 0 | 99 |  | 25.3463 | 26.8759 | -2.929% |  | 100% | 0% | 0% | 0.5774 | 1 | 100% | 0% | 0% | 0.5774 | 1 | #DIV/0! | #DIV/0! | #DIV/0! | #DIV/0! | -1 | 40.32% | 11.69% | 47.98% | 0.78689 | 0.40323 | 6.053% | 7.528% | 86.42% | 1.0328 | 0.060533 | 1.8801 | 1.4077 | 0.77114 | 0.55429 | 138.4593 | 582.8845 |  |  |  | BC
Meager Creek (Grasby 2000) |  |  |  | 466958 | 5602533 | 0 | 47 | 7.2 | 1.15 | 419 | 44.6 | 77.5 | 24.7 | 172 |  | 543 |  | 125 | 445 | [5 empty] | 2.4 |  | .05 | 0.257 |  |  |  | 0 | 466958 | 5602533 | 0 | 47 | 7.2 | 1.15 | 419 | 44.6 | 77.5 | 24.7 | 172 | 0 | 543 | 0 | 125 | 445 | 0 | 0 | 0 | 0 | 0 | 2.4 | 0 | 0.05 | 0.257 | 0 | 0 | 99 |  | 25.4345 | 25.2141 | 0.4351% |  | 100% | 0% | 0% | 0.5774 | 1 | 82.52% | 17.48% | 0% | 0.47649 | 0.82523 | 100% | 0% | 0% | 0.5774 | 1 | 48.79% | 11.23% | 39.98% | 0.74337 | 0.48787 | 7.181% | 7.644% | 85.18% | 1.025 | 0.071809 | 1.906 | 1.4094 | 0.76117 | 0.51561 | 170.3611 | 721.5664 | 1853 |  |  | BC | [15 empty] | 9.7 | [5 empty] | Cu: 0.005; Zn: .
Meager Creek (vent #19; Clark et al 1980) |  | 1979-06-01 |  | 467136 | 5602816 | 0 | 49.8 | 6.24 |  | 440 | 50 | 78 | 24.5 | 142 |  | 605 |  | 130 | 437 | [12 empty] | 0 | 467136 | 5602816 |  | 49.8 | 6.24 | 0 | 440 | 50 | 78 | 24.5 | 142 | 0 | 605 | 0 | 130 | 437 | [13 empty] | 26.3266 | 26.9361 | -1.144% |  | 100% | 0% | 0% | 0.5774 | 1 | 100% | 0% | 0% | 0.5774 | 1 | #DIV/0! | #DIV/0! | #DIV/0! | #DIV/0! | -1 | 51.62% | 11.09% | 37.29% | 0.72861 | 0.51621 | 7.471% | 8.489% | 84.04% | 1.0135 | 0.074706 | 2.0088 | 1.5058 | 0.75851 | 0.53191 | 158.0507 | 667.8257
Meager Creek main vent (Table 1, GT7, N.S-B.G 1975) |  | 1974-10-30 |  | 466958 | 5602533 | 0 | 57.5 | 6.6 |  | 330 | 54 | 51 | 15 | 150 |  | 600 |  | 190 | 504 | [12 empty] | 0 | 466958 | 5602533 |  | 57.5 |  | 0 | 330 | 54 | 51 | 15 | 150 | 0 | 600 | 0 | 190 | 504 | 0 | 0 | 0 | 0 | 0 | 0 | 0 | 0 | 0 |  |  | 99 |  | 19.5146 | 29.1424 | -19.79% |  | 100% | 0% | 0% | 0.5774 | 1 | 100% | 0% | 0% | 0.5774 | 1 | #DIV/0! | #DIV/0! | #DIV/0! | #DIV/0! | -1 | 46.37% | 14.68% | 38.95% | 0.71747 | 0.46368 | 6.958% | 11.39% | 81.66% | 0.98307 | 0.069576 | 2.2887 | 1.7572 | 0.74627 | 0.62069 | 161.4959 | 682.834 | [10 empty] | 0
Meager Creek main vent (NSBG 1981; Michael and Fritz, 1979) |  | 1978-12-12 |  | 466958 | 5602533 | 0 |  |  |  | 435 | 55.7 | 85 | 26 | 189 |  | 661 |  | 152 | 330 | [12 empty] | 0 | 466958 | 5602533 |  | 0 |  | 0 | 435 | 55.7 | 85 | 26 | 189 | 0 | 661 | 0 | 152 | 330 | 0 | 0 | 0 | 0 | 0 | 0 | 0 | 0 | 0 |  |  | 99 |  | 26.727 | 27.2202 | -0.9141% |  | 100% | 0% | 0% | 0.5774 | 1 | 100% | 0% | 0% | 0.5774 | 1 | #DIV/0! | #DIV/0! | #DIV/0! | #DIV/0! | -1 | 57.83% | 13.3% | 28.87% | 0.66729 | 0.5783 | 7.142% | 9.145% | 83.71% | 1.0079 | 0.071417 | 2.0767 | 1.5623 | 0.75362 | 0.56149 | 176.6907 | 749.3317 | [10 empty] | 0
Meager Creek main vent (NSBG, 1981; NSBG 1980) |  | 1979-06-25 |  | 466958 | 5602533 | 0 | 50.1 | 6.54 |  | 439 | 45.5 | 81.9 | 26.2 | 162 |  | 528 |  | 122 | 464 | [7 empty] | 0.12 | 0.64 |  |  |  | 0 | 466958 | 5602533 |  | 50.1 |  | 0 | 439 | 45.5 | 81.9 | 26.2 | 162 | 0 | 528 | 0 | 122 | 464 | 0 | 0 | 0 | 0 | 0 | 0 | 0 | 0.12 | 0.64 |  |  | 99 |  | 26.5084 | 25.0399 | 2.849% |  | 100% | 0% | 0% | 0.5774 | 1 | 100% | 0% | 0% | 0.5774 | 1 | #DIV/0! | #DIV/0! | #DIV/0! | #DIV/0! | -1 | 47.4% | 10.95% | 41.65% | 0.75462 | 0.47397 | 7.301% | 7.567% | 85.13% | 1.0252 | 0.073013 | 1.8977 | 1.4027 | 0.76185 | 0.50895 | 166.4344 | 704.3896 | [10 empty] | 0
Meager Creek main vent (NSBG, 1981; Shenker, 1980) |  | 1979-11-01 |  | 466958 | 5602533 | 0 | 57 | 6.6 | 1.2 | 400 | 43 | 80 | 24 | 170 | 3.3 | 560 | 0.3 | 110 | 350 | [12 empty] | 0 | 466958 | 5602533 |  | 57 |  | 1.2 | 400 | 43 | 80 | 24 | 170 | 3.3 | 560 | 0.3 | 110 | 350 | 0 | 0 | 0 | 0 | 0 | 0 | 0 | 0 | 0 |  |  | 99 |  | 24.6387 | 23.8401 | 1.647% |  | 86.15% | 1.154% | 12.69% | 0.64401 | 0.86154 | 73.44% | 15.74% | 10.82% | 0.54899 | 0.73443 | 100% | 0% | 0% | 0.5774 | 1 | 54.9% | 10.78% | 34.31% | 0.71322 | 0.54902 | 6.982% | 7.506% | 85.51% | 1.0277 | 0.06982 | 1.8867 | 1.3638 | 0.75 | 0.51807 | 169.5885 | 718.1843 | [10 empty] | 0
Meager Creek main vent (NSBG, 1981; Shenker, 1980) |  | 1979-11-01 |  | 466958 | 5602533 | 0 | 47.5 | 6.5 |  | 440 | 46 | 86 | 24 | 180 |  | 600 | 0.3 | 120 | 400 | [12 empty] | 0 | 466958 | 5602533 |  | 47.5 |  | 0 | 440 | 46 | 86 | 24 | 180 | 0 | 600 | 0.3 | 120 | 400 | 0 | 0 | 0 | 0 | 0 | 0 | 0 | 0 | 0 |  |  | 99 |  | 26.5819 | 25.9962 | 1.114% |  | 98.77% | 1.235% | 0% | 0.57027 | 0.98765 | 100% | 0% | 0% | 0.5774 | 1 | #DIV/0! | #DIV/0! | #DIV/0! | #DIV/0! | -1 | 53.57% | 10.71% | 35.71% | 0.72171 | 0.53571 | 7.588% | 7.932% | 84.48% | 1.0193 | 0.075875 | 1.9453 | 1.391 | 0.7362 | 0.51111 | 173.3909 | 734.8444 | [10 empty] | 0
Upper Meager Creek (Spring 79D) (NSBG 1975) |  | 1974-10-30 |  | 466958 | 5602533 | 0 | 33 | 6.7 |  | 150 | 32 | 40 |  | 108 |  | 275 |  | 76 | 387 | [12 empty] | 0 | 466958 | 5602533 |  | 33 |  | 0 | 150 | 32 | 40 | 0 | 108 | 0 | 275 | 0 | 76 | 387 | 0 | 0 | 0 | 0 | 0 | 0 | 0 | 0 | 0 |  |  | 99 |  | 9.3392 | 15.683 | -25.35% |  | 100% | 0% | 0% | 0.5774 | 1 | 100% | 0% | 0% | 0.5774 | 1 | #DIV/0! | #DIV/0! | #DIV/0! | #DIV/0! | -1 | 37.26% | 10.3% | 52.44% | 0.82067 | 0.37263 | 31.91% | 68.09% | 0% | 0.18428 | 0.31915 | -99 | 1.4082 | 0 | 0.68085 | 141.7021 | 596.8984 | [10 empty] | 0
Pebble Creek (S59) | [5 empty] | 0 | 60 | 6.5 | [24 empty] | 0 | 0 | 0 | 60 | 6.5 | 0 | 0 | 0 | 0 | 0 | 0 | 0 | 0 | 0 | 0 | 0 | 0 | 0 | 0 | 0 | 0 | 0 | 0 | 0 | 0 | 0 | 0 | 99 |  | 0.0003137 | 0 | 100% |  | #DIV/0! | #DIV/0! | #DIV/0! | #DIV/0! | -1 | #DIV/0! | #DIV/0! | #DIV/0! | #DIV/0! | -1 | #DIV/0! | #DIV/0! | #DIV/0! | #DIV/0! | -1 | [10 empty] | -99 | -99 | -99 | -99 | #NUM! | -999 | 1408 | 500 | S59 | BC | 50 34 | -123 30 |  |  |  |  | 0
Pebble Creek (Souther 1976) | [5 empty] | 0 | 59.5 | 7.9 |  | 415 | 10 | 54 | 5.3 | 99 | [18 empty] | 0 | 0 | 0 | 59.5 | 7.9 | 0 | 415 | 10 | 54 | 5.3 | 99 | 0 | 0 | 0 | 0 | 0 | 0 | 0 | 0 | 0 | 0 | 0 | 0 | 0 | 0 | 0 | 0 | 99 |  | 21.4388 | 0 | 100% |  | #DIV/0! | #DIV/0! | #DIV/0! | #DIV/0! | -1 | #DIV/0! | #DIV/0! | #DIV/0! | #DIV/0! | -1 | #DIV/0! | #DIV/0! | #DIV/0! | #DIV/0! | -1 | [5 empty] | 14.73% | 3.55% | 81.72% | 1.0287 | 0.14731 | 1.2757 | 0.26761 | 0.49533 | 0.19417 | 136.7881 | 575.6689 |  | 1 |  | BC
Pebble Creek main vent (N.S-B.G 1974) |  | 1974-01-05 |  |  |  | 0 | 60 | 8 | 1.2 | 425 | 14.5 | 30 | 4.7 | 75.5 | 1 | 100 | 5 | -1 | 757 |  |  | -0.2 |  |  | -0.05 | 0.01 |  | 0.01 |  |  |  | 0 | 0 | 0 | 0 | 60 | 8 | 1.2 | 425 | 14.5 | 30 | 4.7 | 75.5 | 1 | 100 | 5 | 1 | 757 | 0 | 0 | 0.2 | 0 | 0 | 0.05 | 0.01 | 0 | 0.01 | 0 | 0 | 99 |  | 20.9148 | 15.5122 | 14.83% |  | 40% | 50% | 10% | 0.34643 | 0.4 | 40.82% | 48.98% | 10.2% | 0.3535 | 0.40816 | 100% | 0% | 0% | 0.5774 | 1 | 11.66% | 0.1166% | 88.23% | 1.0861 | 0.11655 | 15.52% | 5.296% | 79.18% | 1.0039 | 0.15523 | 1.6506 | 0.84561 | 0.61039 | 0.25439 | 122.2803 | 513.2394 |  | 2 |  | BC | [22 empty] | -0.001 | -0.01 | -0.01 |  | -0.05 | -0.02 | -0.02 | -0.001 | -0.005 | -0.05 | -0.5 | -1 |  | -0.02 | -0.02 | -0.01 | -0.1 |  | -0.01 | -0.1 |  |  | -0.05 |  | -0.05 | -0.2 | -0.01 |  | -0.02 | -0.1 | -0.05 | "Boron results are probably high due to evaporation of a portion of the solution to dryness in boro silicate glassware."
Pebble Creek main vent (Hammerstrom 1977) |  | 1976-09-01 | 08 |  |  | 0 | 59 | 6.85 |  | 396 | 18.2 | 42 | 6.1 | 43 |  | 67 |  | 278 | 992 | [7 empty] | 0.15 | 0.1 |  |  |  | 08 | 0 | 0 | 0 | 59 | 6.85 | 0 | 396 | 18.2 | 42 | 6.1 | 43 | 0 | 67 | 0 | 278 | 992 | 0 | 0 | 0 | 0 | 0 | 0 | 0 | 0.15 | 0.1 | 0 | 0 | 99 |  | 20.2972 | 23.9369 | -8.228% |  | 100% | 0% | 0% | 0.5774 | 1 | 100% | 0% | 0% | 0.5774 | 1 | #DIV/0! | #DIV/0! | #DIV/0! | #DIV/0! | -1 | 5.011% | 20.79% | 74.2% | 0.88568 | 0.050112 | 12.99% | 5.971% | 81.04% | 1.0107 | 0.12993 | 1.7348 | 0.89689 | 0.59223 | 0.31488 | 95.3788 | 398.7119 |  |  |  | BC
Pebble Creek main vent (Hammerstrom 1977) |  | 1976-11-30 | 13 |  |  | 0 | 59 | 6.7 |  | 405 | 18.9 | 32.5 | 7 | 60 |  | 71 |  | 385 | 1053 | [7 empty] | 0.15 | 0.11 |  |  |  | 13 | 0 | 0 | 0 | 59 | 6.7 | 0 | 405 | 18.9 | 32.5 | 7 | 60 | 0 | 71 | 0 | 385 | 1053 | 0 | 0 | 0 | 0 | 0 | 0 | 0 | 0.15 | 0.11 | 0 | 0 | 99 |  | 20.3066 | 27.2773 | -14.65% |  | 100% | 0% | 0% | 0.5774 | 1 | 100% | 0% | 0% | 0.5774 | 1 | #DIV/0! | #DIV/0! | #DIV/0! | #DIV/0! | -1 | 4.705% | 25.51% | 69.78% | 0.83293 | 0.047051 | 12.5% | 5.834% | 81.67% | 1.0152 | 0.12501 | 1.7078 | 1.041 | 0.68293 | 0.31818 | 110.8264 | 464.2487 |  |  |  | BC
Pebble Creek main vent (NSBG 1981; Michael and Fritz 1979) |  | 1978-10-09 |  |  |  | 0 |  |  |  | 423 | 17.3 | 33.3 | 4.7 | 84.9 |  | 81.8 |  | 329 | 724 | [12 empty] | 0 | 0 | 0 |  | 0 | 0 | 0 | 423 | 17.3 | 33.3 | 4.7 | 84.9 | 0 | 81.8 | 0 | 329 | 724 | 0 | 0 | 0 | 0 | 0 | 0 | 0 | 0 | 0 |  |  | 99 |  | 20.8912 | 21.0237 | -0.3163% |  | 100% | 0% | 0% | 0.5774 | 1 | 100% | 0% | 0% | 0.5774 | 1 | #DIV/0! | #DIV/0! | #DIV/0! | #DIV/0! | -1 | 7.208% | 28.99% | 63.8% | 0.77832 | 0.072083 | 15.3% | 6.259% | 78.44% | 0.99407 | 0.15304 | 1.804 | 0.95365 | 0.58531 | 0.29027 | 128.4204 | 539.6146
Pebble Creek main vent (NSBG 1981; Michael and Fritz 1979) |  | 1978-12-12 |  |  |  | 0 |  |  |  | 388 | 16.4 | 33.2 | 4.7 | 78.6 |  | 86.6 |  | 317 | 718 | [12 empty] | 0 | 0 | 0 |  | 0 | 0 | 0 | 388 | 16.4 | 33.2 | 4.7 | 78.6 | 0 | 86.6 | 0 | 317 | 718 | 0 | 0 | 0 | 0 | 0 | 0 | 0 | 0 | 0 |  |  | 99 |  | 19.3407 | 20.8109 | -3.662% |  | 100% | 0% | 0% | 0.5774 | 1 | 100% | 0% | 0% | 0.5774 | 1 | #DIV/0! | #DIV/0! | #DIV/0! | #DIV/0! | -1 | 7.721% | 28.26% | 64.02% | 0.78377 | 0.077211 | 14.26% | 6.03% | 79.71% | 1.0027 | 0.14265 | 1.7576 | 0.90855 | 0.58603 | 0.2971 | 124.3625 | 522.1754
Pebble Creek main vent (NSBG 1981; Shenker 1980) |  | 1979-11-01 |  |  |  | 0 | 60 | 6.8 | 0.9 | 430 | 14 | 41 | 5.3 | 84 | 1 | 100 | 10 | 310 | 630 | [12 empty] | 0 | 0 | 0 |  | 60 | 6.8 | 0.9 | 430 | 14 | 41 | 5.3 | 84 | 1 | 100 | 10 | 310 | 630 | 0 | 0 | 0 | 0 | 0 | 0 | 0 | 0 | 0 |  |  | 99 |  | 21.6747 | 20.1273 | 3.702% |  | 26.67% | 66.67% | 6.667% | 0.23095 | 0.26667 | 46.51% | 41.86% | 11.63% | 0.40283 | 0.46512 | 100% | 0% | 0% | 0.5774 | 1 | 9.615% | 29.81% | 60.58% | 0.755 | 0.096154 | 14.97% | 4.874% | 80.15% | 1.012 | 0.14971 | 1.568 | 0.67947 | 0.56383 | 0.24561 | 127.8541 | 537.1788
Pebble Creek main vent (NSBG 1981; Clark et al 1980) |  | 1979-06-24 |  |  |  | 0 | 59.8 | 6.88 |  | 426 | 13.8 | 32.7 | 4.73 | 79 |  | 83.3 |  | 288 | 763 | [7 empty] | 0.13 | 0.19 |  |  |  | 0 | 0 | 0 |  | 59.8 | 6.88 | 0 | 426 | 13.8 | 32.7 | 4.73 | 79 | 0 | 83.3 | 0 | 288 | 763 | 0 | 0 | 0 | 0 | 0 | 0 | 0 | 0.13 | 0.19 |  |  | 99 |  | 20.9118 | 20.8516 | 0.1441% |  | 100% | 0% | 0% | 0.5774 | 1 | 100% | 0% | 0% | 0.5774 | 1 | #DIV/0! | #DIV/0! | #DIV/0! | #DIV/0! | -1 | 7.344% | 25.39% | 67.27% | 0.81913 | 0.073437 | 15.55% | 5.039% | 79.41% | 1.0067 | 0.15554 | 1.6049 | 0.76521 | 0.59125 | 0.24468 | 124.6268 | 523.3106
Pebble Creek (Hammerstrom 1977) |  | 1976-09-01 | 07 |  |  | 0 | 53.5 | 7.7 |  | 410 | 13.8 | 44 | 6.6 | 40 |  | 72 |  | 315 | 992 | [7 empty] | 0 | 0.09 |  |  |  | 07 | 0 | 0 | 0 | 53.5 | 7.7 | 0 | 410 | 13.8 | 44 | 6.6 | 40 | 0 | 72 | 0 | 315 | 992 | 0 | 0 | 0 | 0 | 0 | 0 | 0 | 0 | 0.09 | 0 | 0 | 99 |  | 20.9264 | 24.8483 | -8.568% |  | 100% | 0% | 0% | 0.5774 | 1 | 100% | 0% | 0% | 0.5774 | 1 | #DIV/0! | #DIV/0! | #DIV/0! | #DIV/0! | -1 | 5.221% | 22.84% | 71.94% | 0.86079 | 0.052212 | 13.15% | 4.427% | 82.42% | 1.0276 | 0.13153 | 1.4602 | 0.63631 | 0.6 | 0.25182 | 92.1808 | 385.2392 |  |  |  | BC
Pebble Creek (Hammerstrom 1977) |  | 1976-11-30 | 12 |  |  | 0 | 50.5 | 8 |  | 418 | 18.9 | 39 | 7 | 44 |  | 72 |  | 340 | 1068 | [7 empty] | 0 | 0.09 |  |  |  | 12 | 0 | 0 | 0 | 50.5 | 8 | 0 | 418 | 18.9 | 39 | 7 | 44 | 0 | 72 | 0 | 340 | 1068 | 0 | 0 | 0 | 0 | 0 | 0 | 0 | 0 | 0.09 | 0 | 0 | 99 |  | 21.1882 | 26.6144 | -11.35% |  | 100% | 0% | 0% | 0.5774 | 1 | 100% | 0% | 0% | 0.5774 | 1 | #DIV/0! | #DIV/0! | #DIV/0! | #DIV/0! | -1 | 4.865% | 22.97% | 72.16% | 0.86135 | 0.048649 | 12.85% | 5.81% | 81.34% | 1.0134 | 0.12851 | 1.7078 | 0.96186 | 0.6422 | 0.31137 | 96.4061 | 403.0474 |  |  |  | BC
Pebble Creek vent # 7 (NSBG 1981; Clark et al 1980) |  | 1979-09-09 |  |  |  | 0 | 57 | 6.6 |  | 419 | 14.1 | 35.3 | 5.11 | 67.5 |  | 62.4 |  | 316 | 735 | [7 empty] | -0.1 | 0.15 |  |  |  | 0 | 0 | 0 |  | 57 | 6.6 | 0 | 419 | 14.1 | 35.3 | 5.11 | 67.5 | 0 | 62.4 | 0 | 316 | 735 | 0 | 0 | 0 | 0 | 0 | 0 | 0 | 0.1 | 0.15 |  |  |  |  | 20.7745 | 20.3861 | 0.9436% |  | 100% | 0% | 0% | 0.5774 | 1 | 100% | 0% | 0% | 0.5774 | 1 | #DIV/0! | #DIV/0! | #DIV/0! | #DIV/0! | -1 | 5.604% | 28.38% | 66.01% | 0.79462 | 0.056045 | 14.86% | 4.999% | 80.15% | 1.0112 | 0.14855 | 1.59 | 0.75066 | 0.59144 | 0.25179 | 116.6074 | 488.9388
Placid Hot Springs Vent 2 (NSBG 1981; Clark et al 1980) |  | 1979-08-21 |  |  |  | 0 | 45.1 | 5.89 |  | 433 | 53.5 | 114 | 27.6 | 138 |  | 674 |  | 174 | 398 | [7 empty] | 0.35 | 0.76 |  |  |  | 0 | 0 | 0 |  | 45.1 | 5.89 | 0 | 433 | 53.5 | 114 | 27.6 | 138 | 0 | 674 | 0 | 174 | 398 | 0 | 0 | 0 | 0 | 0 | 0 | 0 | 0.35 | 0.76 |  |  | 99 |  | 28.1826 | 29.1594 | -1.704% |  | 100% | 0% | 0% | 0.5774 | 1 | 100% | 0% | 0% | 0.5774 | 1 | #DIV/0! | #DIV/0! | #DIV/0! | #DIV/0! | -1 | 54.09% | 13.96% | 31.94% | 0.68117 | 0.54093 | 6.96% | 8.599% | 84.44% | 1.0152 | 0.069597 | 2.0158 | 1.3998 | 0.70769 | 0.55269 | 156.2779 | 660.1117 | [10 empty] | 0
No Good Warm Spring #1 (NSBG 1981; Hammerstrom and Brown, 1977) |  | 1976-08-02 |  |  |  | 0 | 30 | 6.8 |  | 248 | 27 | 83.5 | 17.1 | 54 |  | 295 |  | 50 | 260 | [12 empty] | 0 | 0 | 0 |  | 30 | 6.8 | 0 | 248 | 27 | 83.5 | 17.1 | 54 | 0 | 295 | 0 | 50 | 260 | 0 | 0 | 0 | 0 | 0 | 0 | 0 | 0 | 0 |  |  | 99 |  | 17.0518 | 13.6243 | 11.17% |  | 100% | 0% | 0% | 0.5774 | 1 | 100% | 0% | 0% | 0.5774 | 1 | #DIV/0! | #DIV/0! | #DIV/0! | #DIV/0! | -1 | 48.76% | 8.264% | 42.98% | 0.77778 | 0.4876 | 5.33% | 5.802% | 88.87% | 1.0569 | 0.053296 | 1.6297 | 0.94104 | 0.67191 | 0.52124 | 105.8041 | 442.8659 | [10 empty] | 0
No Good Warm Spring #1 (NSBG 1981; Clark et al, 1980) |  | 1979-06-25 |  |  |  | 0 | 38.8 | 6.47 | [10 empty] | 404 | [13 empty] | 0 | 0 |  | 38.8 | 6.47 | 0 | 0 | 0 | 0 | 0 | 0 | 0 | 0 | 0 | 0 | 404 | 0 | 0 | 0 | 0 | 0 | 0 | 0 | 0 | 0 |  |  | 99 |  | 0.00033613 | 6.6216 | -99.99% |  | #DIV/0! | #DIV/0! | #DIV/0! | #DIV/0! | -1 | #DIV/0! | #DIV/0! | #DIV/0! | #DIV/0! | -1 | #DIV/0! | #DIV/0! | #DIV/0! | #DIV/0! | -1 | 0% | 0% | 100% | 1.1547 | 0 | [5 empty] | -99 | -99 | -99 | -99 | #NUM! | -999 | [10 empty] | 0
No Good Warm Spring #1 (NSBG 1981; Clark et al, 1980) |  | 1979-08-18 |  |  |  | 0 | 40.4 | 6.34 | [10 empty] | 409 | [13 empty] | 0 | 0 |  | 40.4 | 6.34 | 0 | 0 | 0 | 0 | 0 | 0 | 0 | 0 | 0 | 0 | 409 | 0 | 0 | 0 | 0 | 0 | 0 | 0 | 0 | 0 |  |  | 99 |  | 0.00045343 | 6.7035 | -99.99% |  | #DIV/0! | #DIV/0! | #DIV/0! | #DIV/0! | -1 | #DIV/0! | #DIV/0! | #DIV/0! | #DIV/0! | -1 | #DIV/0! | #DIV/0! | #DIV/0! | #DIV/0! | -1 | 0% | 0% | 100% | 1.1547 | 0 | [5 empty] | -99 | -99 | -99 | -99 | #NUM! | -999 | [10 empty] | 0
No Good Warm Spring #1 (NSBG 1981; Shenker, 1980) |  | 1979-11-01 |  |  |  | 0 | 34.5 | 6.4 |  | 320 | 32 | 88 | 16 | 120 |  | 470 |  | 110 | 310 | [12 empty] | 0 | 0 | 0 |  | 34.5 | 6.4 | 0 | 320 | 32 | 88 | 16 | 120 | 0 | 470 | 0 | 110 | 310 | 0 | 0 | 0 | 0 | 0 | 0 | 0 | 0 | 0 |  |  | 99 |  | 20.446 | 20.6298 | -0.4475% |  | 100% | 0% | 0% | 0.5774 | 1 | 100% | 0% | 0% | 0.5774 | 1 | #DIV/0! | #DIV/0! | #DIV/0! | #DIV/0! | -1 | 52.81% | 12.36% | 34.83% | 0.70712 | 0.52809 | 6.897% | 6.897% | 86.21% | 1.0353 | 0.068966 | 1.8062 | 1.0658 | 0.64516 | 0.5 | 147.8312 | 623.435 | [10 empty] | 0
No Good Warm Spring #2 (NSBG 1981; NSBG 1975) |  | 1979-10-30 |  |  |  | 0 | 33 | 6.7 |  | 150 | 32 | 40 | 7.6 | 108 |  | 275 |  | 76 | 387 | [12 empty] | 0 | 0 | 0 |  | 33 | 6.7 | 0 | 150 | 32 | 40 | 7.6 | 108 | 0 | 275 | 0 | 76 | 387 | 0 | 0 | 0 | 0 | 0 | 0 | 0 | 0 | 0 |  |  | 99 |  | 9.9646 | 15.683 | -22.3% |  | 100% | 0% | 0% | 0.5774 | 1 | 100% | 0% | 0% | 0.5774 | 1 | #DIV/0! | #DIV/0! | #DIV/0! | #DIV/0! | -1 | 37.26% | 10.3% | 52.44% | 0.82067 | 0.37263 | 4.649% | 9.917% | 85.43% | 1.0134 | 0.046486 | 2.1295 | 1.4082 | 0.65517 | 0.68085 | 141.7021 | 596.8984 | [10 empty] | 0
No Good Warm Spring #2 (NSBG 1981; Hammerstrom and Brown, 1977) |  | 1976-08-02 |  |  |  | 0 | 31.4 | 6.5 |  | 165 | 23.7 | 92 | 15.4 | 56 |  | 133 |  | 25 | 503 | [12 empty] | 0 | 0 | 0 |  | 31.4 | 6.5 | 0 | 165 | 23.7 | 92 | 15.4 | 56 | 0 | 133 | 0 | 25 | 503 | 0 | 0 | 0 | 0 | 0 | 0 | 0 | 0 | 0 |  |  | 99 |  | 13.6414 | 12.5166 | 4.3% |  | 100% | 0% | 0% | 0.5774 | 1 | 100% | 0% | 0% | 0.5774 | 1 | #DIV/0! | #DIV/0! | #DIV/0! | #DIV/0! | -1 | 20.12% | 3.782% | 76.1% | 0.99487 | 0.20121 | 3.814% | 5.478% | 90.71% | 1.0694 | 0.038139 | 1.562 | 0.78571 | 0.62602 | 0.58955 | 107.5224 | 450.1744 | [10 empty] | 0
No Good Warm Spring #2 (NSBG 1981; Clark et al, 1980) |  | 1979-06-25 |  |  |  | 0 | 29.5 | 6.82 |  | 175 | 22.4 | 75.6 | 13.7 | 101 |  | 196 |  | 69 | 382 | [12 empty] | 0 | 0 | 0 |  | 29.5 | 6.82 | 0 | 175 | 22.4 | 75.6 | 13.7 | 101 | 0 | 196 | 0 | 69 | 382 | 0 | 0 | 0 | 0 | 0 | 0 | 0 | 0 | 0 |  |  | 99 |  | 13.0848 | 13.2267 | -0.5393% |  | 100% | 0% | 0% | 0.5774 | 1 | 100% | 0% | 0% | 0.5774 | 1 | #DIV/0! | #DIV/0! | #DIV/0! | #DIV/0! | -1 | 30.29% | 10.66% | 59.04% | 0.85667 | 0.30294 | 4.268% | 5.463% | 90.27% | 1.067 | 0.042679 | 1.5638 | 0.82197 | 0.6444 | 0.5614 | 137.9061 | 580.4953 | [10 empty] | 0
No Good Warm Spring #2 (NSBG 1981; Clark et al, 1980) |  | 1979-08-18 |  |  |  | 0 | 29.9 | 6.65 | [10 empty] | 379 | [13 empty] | 0 | 0 |  | 29.9 | 6.65 | 0 | 0 | 0 | 0 | 0 | 0 | 0 | 0 | 0 | 0 | 379 | 0 | 0 | 0 | 0 | 0 | 0 | 0 | 0 | 0 |  |  | 99 |  | 0.00022208 | 6.2118 | -99.99% |  | #DIV/0! | #DIV/0! | #DIV/0! | #DIV/0! | -1 | #DIV/0! | #DIV/0! | #DIV/0! | #DIV/0! | -1 | #DIV/0! | #DIV/0! | #DIV/0! | #DIV/0! | -1 | 0% | 0% | 100% | 1.1547 | 0 | [5 empty] | -99 | -99 | -99 | -99 | #NUM! | -999 | [10 empty] | 0
No Good Warm Spring #2 (NSBG 1981; Clark et al, 1980) |  | 1979-11-01 |  |  |  | 0 | 29.5 | 6.8 |  | 160 | 22 | 82 | 14 | 110 |  | 180 |  | 66 | 300 | [12 empty] | 0 | 0 | 0 |  | 29.5 | 6.8 | 0 | 160 | 22 | 82 | 14 | 110 | 0 | 180 | 0 | 66 | 300 | 0 | 0 | 0 | 0 | 0 | 0 | 0 | 0 | 0 |  |  | 99 |  | 12.7661 | 11.3689 | 5.789% |  | 100% | 0% | 0% | 0.5774 | 1 | 100% | 0% | 0% | 0.5774 | 1 | #DIV/0! | #DIV/0! | #DIV/0! | #DIV/0! | -1 | 32.97% | 12.09% | 54.95% | 0.8248 | 0.32967 | 3.882% | 5.338% | 90.78% | 1.0707 | 0.038819 | 1.5387 | 0.77103 | 0.63063 | 0.57895 | 142.7552 | 601.4534 | [10 empty] | 0
Boundary Cold Springs (NSBG 1981; Clark et al 1980) |  | 1979-08-30 |  |  |  | 0 | 4.5 | 8.31 |  | 4.84 | 0.54 | 12.2 | 5.42 | 6 |  | -0.2 |  | 2.02 | 66.3 | [7 empty] | -0.1 | 0.01 |  |  |  | 0 | 0 | 0 |  | 4.5 | 8.31 | 0 | 4.84 | 0.54 | 12.2 | 5.42 | 6 | 0 | 0.2 | 0 | 2.02 | 66.3 | 0 | 0 | 0 | 0 | 0 | 0 | 0 | 0.1 | 0.01 |  |  | 99 |  | 1.2844 | 1.1344 | 6.202% |  | 100% | 0% | 0% | 0.5774 | 1 | 100% | 0% | 0% | 0.5774 | 1 | #DIV/0! | #DIV/0! | #DIV/0! | #DIV/0! | -1 | 0.2919% | 2.948% | 96.76% | 1.119 | 0.0029189 | 0.207% | 0.2309% | 99.56% | 1.1508 | 0.0020699 | -1.2692 | -1.6216 | 0.81627 | 0.52734 | 19.4628 | 96.2973 | [10 empty] | 0
CaCO3 Cold Springs (NSBG 1981; NSBG 1975) |  | 1975-09-30 |  |  |  | 0 | 8.5 | 7.96 |  | 3.2 | 0.16 | 95 | 9.6 | 21 |  | 0.5 |  | 44 | 278 | [12 empty] | 0 | 0 | 0 |  | 8.5 | 7.96 | 0 | 3.2 | 0.16 | 95 | 9.6 | 21 | 0 | 0.5 | 0 | 44 | 278 | 0 | 0 | 0 | 0 | 0 | 0 | 0 | 0 | 0 |  |  | 99 |  | 5.6735 | 5.4866 | 1.675% |  | 100% | 0% | 0% | 0.5774 | 1 | 100% | 0% | 0% | 0.5774 | 1 | #DIV/0! | #DIV/0! | #DIV/0! | #DIV/0! | -1 | 0.155% | 13.64% | 86.2% | 0.99626 | 0.0015504 | 0.1031% | 0.05156% | 99.85% | 1.1535 | 0.0010312 | -2.574 | -3.5695 | 0.50262 | 0.33333 | 65.5535 | 274.8294 | [10 empty] | 0
CaCO3 Cold Springs (NSBG 1981; Shenker 1980) |  | 1979-11-01 |  |  |  | 0 | 7 | 7.3 |  | 3 | 2 | 120 | 15 | 10 |  | 1.2 |  | 47 | 300 | [12 empty] | 0 | 0 | 0 |  | 7 | 7.3 | 0 | 3 | 2 | 120 | 15 | 10 | 0 | 1.2 | 0 | 47 | 300 | 0 | 0 | 0 | 0 | 0 | 0 | 0 | 0 | 0 |  |  | 99 |  | 7.4036 | 5.9294 | 11.06% |  | 100% | 0% | 0% | 0.5774 | 1 | 100% | 0% | 0% | 0.5774 | 1 | #DIV/0! | #DIV/0! | #DIV/0! | #DIV/0! | -1 | 0.3446% | 13.5% | 86.16% | 0.99685 | 0.0034463 | 0.077% | 0.5133% | 99.41% | 1.1483 | 0.00077002 | -0.57403 | -1.4771 | 0.55556 | 0.86957 | 37.6827 | 164.299 | [10 empty] | 0
CaCO3 Cold Springs (NSBG 1981; Clark et al 1980) |  | 1979-06-22 |  |  |  | 0 | 5.6 | 7.62 |  | 3.2 | 1.75 | 98.6 | 12.5 | 8.9 |  | -0.8 |  | 8.95 | 370 | [12 empty] | 0 | 0 | 0 |  | 5.6 | 7.62 | 0 | 3.2 | 1.75 | 98.6 | 12.5 | 8.9 | 0 | 0.8 | 0 | 8.95 | 370 | 0 | 0 | 0 | 0 | 0 | 0 | 0 | 0 | 0 |  |  | 99 |  | 6.1324 | 6.2732 | -1.135% |  | 100% | 0% | 0% | 0.5774 | 1 | 100% | 0% | 0% | 0.5774 | 1 | #DIV/0! | #DIV/0! | #DIV/0! | #DIV/0! | -1 | 0.2107% | 2.357% | 97.43% | 1.1263 | 0.0021066 | 0.08998% | 0.4921% | 99.42% | 1.1485 | 0.00089983 | -0.61083 | -1.5078 | 0.55903 | 0.84541 | 33.4744 | 148.2406 | [10 empty] | 0
Moria Cold Spring #1 (Clark et al 1980) |  | 1979-08-01 |  |  |  | 0 | 8.5 | 7.91 |  | 4.5 | 3.31 | 110 | 38.5 | 6.7 |  | 0.34 |  | 124 | 395 | [12 empty] | 0 | 0 | 0 |  | 8.5 | 7.91 | 0 | 4.5 | 3.31 | 110 | 38.5 | 6.7 | 0 | 0.34 | 0 | 124 | 395 | 0 | 0 | 0 | 0 | 0 | 0 | 0 | 0 | 0 |  |  | 99 |  | 8.9364 | 9.0653 | -0.7161% |  | 100% | 0% | 0% | 0.5774 | 1 | 100% | 0% | 0% | 0.5774 | 1 | #DIV/0! | #DIV/0! | #DIV/0! | #DIV/0! | -1 | 0.06547% | 23.88% | 76.06% | 0.87862 | 0.00065468 | 0.07209% | 0.5302% | 99.4% | 1.1482 | 0.00072087 | -0.5458 | -1.0017 | 0.77778 | 0.88032 | 23.3532 | 110.4669 | 682
Problem Cold Spring #1 (Clark et al 1980) |  | 1979-06-01 |  |  |  | 0 | 9 | 7.65 |  | 11.9 | 5 | 106 | 44.9 | 10.9 |  | 0.8 |  | 36.1 | 594 | [12 empty] | 0 | 0 | 0 |  | 9 | 7.65 | 0 | 11.9 | 5 | 106 | 44.9 | 10.9 | 0 | 0.8 | 0 | 36.1 | 594 | 0 | 0 | 0 | 0 | 0 | 0 | 0 | 0 | 0 |  |  | 99 |  | 9.6284 | 10.5098 | -4.377% |  | 100% | 0% | 0% | 0.5774 | 1 | 100% | 0% | 0% | 0.5774 | 1 | #DIV/0! | #DIV/0! | #DIV/0! | #DIV/0! | -1 | 0.1268% | 5.722% | 94.15% | 1.0879 | 0.001268 | 0.176% | 0.7394% | 99.08% | 1.1451 | 0.0017597 | -0.25431 | -0.62737 | 0.80901 | 0.80775 | 40.8185 | 176.3876 | 809
Fall Creek Cold Spring #1 (Clark et al 1980) |  | 1979-08-01 |  |  |  | 0 | 3.9 | 5.92 |  | 6 | 1.8 | 5.4 | 2.6 | 52.8 |  | 0.8 |  | 8.55 | 36.8 | [12 empty] | 0 | 0 | 0 |  | 3.9 | 5.92 | 0 | 6 | 1.8 | 5.4 | 2.6 | 52.8 | 0 | 0.8 | 0 | 8.55 | 36.8 | 0 | 0 | 0 | 0 | 0 | 0 | 0 | 0 | 0 |  |  | 99 |  | 0.79155 | 0.80373 | -0.7633% |  | 100% | 0% | 0% | 0.5774 | 1 | 100% | 0% | 0% | 0.5774 | 1 | #DIV/0! | #DIV/0! | #DIV/0! | #DIV/0! | -1 | 1.733% | 18.53% | 79.74% | 0.93077 | 0.017335 | 0.3666% | 1.1% | 98.53% | 1.1399 | 0.0036665 | 0.095572 | -0.22185 | 0.82803 | 0.75 | 104.75 | 438.3868 | 114
L1-78D (78-H-1) Cold Spring #1 (Clark et al 1980) |  | 1979-06-01 |  |  |  | 0 | 4.6 | 7.18 |  | 16 | 0.67 | 3.5 | 1.01 | 36.5 |  | 0.8 |  | 3.48 | 40.8 | [12 empty] | 0 | 0 | 0 |  | 4.6 | 7.18 | 0 | 16 | 0.67 | 3.5 | 1.01 | 36.5 | 0 | 0.8 | 0 | 3.48 | 40.8 | 0 | 0 | 0 | 0 | 0 | 0 | 0 | 0 | 0 |  |  | 99 |  | 0.97093 | 0.76373 | 11.94% |  | 100% | 0% | 0% | 0.5774 | 1 | 100% | 0% | 0% | 0.5774 | 1 | #DIV/0! | #DIV/0! | #DIV/0! | #DIV/0! | -1 | 1.775% | 7.72% | 90.51% | 1.0553 | 0.017746 | 1.557% | 0.6519% | 97.79% | 1.1382 | 0.015569 | -0.35217 | -0.89192 | 0.74265 | 0.29515 | 88.2016 | 368.5293 | 102
Affliction Creek Cold Spring at toe of Afflict Glacier (NSBG 1977) |  | 1976-10-01 |  |  |  | 0 | 0 | 6.38 |  | 7.9 | 2.9 | 26 | 6 | 22 |  | 0.3 |  | 44 | 41 | -0.1 | [11 empty] | 0 | 0 | 0 |  | 0 | 6.38 | 0 | 7.9 | 2.9 | 26 | 6 | 22 | 0 | 0.3 | 0 | 44 | 41 | 0.1 | 0 | 0 | 0 | 0 | 0 | 0 | 0 | 0 |  |  | 99 |  | 2.2092 | 1.5999 | 16% |  | 100% | 0% | 0% | 0.5774 | 1 | 100% | 0% | 0% | 0.5774 | 1 | #DIV/0! | #DIV/0! | #DIV/0! | #DIV/0! | -1 | 0.3517% | 51.58% | 48.07% | 0.55704 | 0.003517 | 0.3177% | 1.166% | 98.52% | 1.1394 | 0.0031773 | 0.14664 | -0.49018 | 0.69767 | 0.78591 | 67.3828 | 282.2923
EMR-1 (NSBG 1981; Hammerstrom and Brown, 1977) |  | 1976-08-03 |  |  |  | 0 | 56 | 6.05 |  | 377 | 46.2 | 97 | 34.1 | 92 |  | 466 |  | 170 | 458 | [7 empty] | 0.15 | 0.65 |  |  |  | 0 | 0 | 0 |  | 56 | 6.05 | 0 | 377 | 46.2 | 97 | 34.1 | 92 | 0 | 466 | 0 | 170 | 458 | 0 | 0 | 0 | 0 | 0 | 0 | 0 | 0.15 | 0.65 |  |  | 99 |  | 25.2351 | 24.1919 | 2.111% |  | 100% | 0% | 0% | 0.5774 | 1 | 100% | 0% | 0% | 0.5774 | 1 | #DIV/0! | #DIV/0! | #DIV/0! | #DIV/0! | -1 | 42.6% | 15.54% | 41.86% | 0.72936 | 0.42596 | 5.645% | 6.918% | 87.44% | 1.0422 | 0.05645 | 1.7965 | 1.3425 | 0.77854 | 0.55066 | 132.7464 | 558.2388 | 1741
EMR-1 (NSBG 1981; Hammerstrom and Brown, 1977) |  | 1976-11-30 |  |  |  | 0 | 56.5 | 6.15 |  | 410 | 52 | 105 | 40.5 | 96 |  | 500 |  | 180 | 686 | [7 empty] | 0.3 | 0.65 |  |  |  | 0 | 0 | 0 |  | 56.5 | 6.15 | 0 | 410 | 52 | 105 | 40.5 | 96 | 0 | 500 | 0 | 180 | 686 | 0 | 0 | 0 | 0 | 0 | 0 | 0 | 0.3 | 0.65 |  |  | 99 |  | 27.7525 | 29.0961 | -2.364% |  | 100% | 0% | 0% | 0.5774 | 1 | 100% | 0% | 0% | 0.5774 | 1 | #DIV/0! | #DIV/0! | #DIV/0! | #DIV/0! | -1 | 36.6% | 13.18% | 50.22% | 0.79123 | 0.36603 | 5.621% | 7.129% | 87.25% | 1.0399 | 0.056211 | 1.8246 | 1.4108 | 0.79412 | 0.55914 | 135.0812 | 568.3044 | 2070
EMR-1 (NSBG 1981; Michael and Fritz, 1979) |  | 1978-10-09 |  |  |  | 0 |  |  |  | 423 | 51.9 | 108 | 37 | 170 |  | 652 |  | 182 | 521 | [12 empty] | 0 | 0 | 0 |  | 0 | 0 | 0 | 423 | 51.9 | 108 | 37 | 170 | 0 | 652 | 0 | 182 | 521 | 0 | 0 | 0 | 0 | 0 | 0 | 0 | 0 | 0 |  |  | 99 |  | 28.1604 | 30.7214 | -4.349% |  | 100% | 0% | 0% | 0.5774 | 1 | 100% | 0% | 0% | 0.5774 | 1 | #DIV/0! | #DIV/0! | #DIV/0! | #DIV/0! | -1 | 48.12% | 13.43% | 38.45% | 0.72182 | 0.48118 | 6.022% | 7.388% | 86.59% | 1.0346 | 0.060216 | 1.8621 | 1.3969 | 0.77406 | 0.55096 | 169.5885 | 718.1843 | 1675
EMR-1 (NSBG 1981; Michael and Fritz, 1979) |  | 1978-12-12 |  |  |  | 0 |  |  |  | 423 | 52.9 | 109 | 37 | 169 |  | 697 |  | 189 | 413 | [12 empty] | 0 | 0 | 0 |  | 0 | 0 | 0 | 423 | 52.9 | 109 | 37 | 169 | 0 | 697 | 0 | 189 | 413 | 0 | 0 | 0 | 0 | 0 | 0 | 0 | 0 | 0 |  |  | 99 |  | 28.2359 | 30.3664 | -3.636% |  | 100% | 0% | 0% | 0.5774 | 1 | 100% | 0% | 0% | 0.5774 | 1 | #DIV/0! | #DIV/0! | #DIV/0! | #DIV/0! | -1 | 53.66% | 14.55% | 31.79% | 0.67694 | 0.53657 | 6.013% | 7.52% | 86.47% | 1.0332 | 0.06013 | 1.8787 | 1.4095 | 0.77244 | 0.55567 | 169.1999 | 716.4835 | 2090
EMR-1 (NSBG 1981; Clark et al, 1980) |  | 1979-08-19 |  |  |  | 0 | 58.4 | 6.06 |  | 424 | 48.4 | 107 | 36.2 | 155 |  | 571 |  | 182 | 526 | [7 empty] | 0.14 | 1.2 |  |  |  | 0 | 0 | 0 |  | 58.4 | 6.06 | 0 | 424 | 48.4 | 107 | 36.2 | 155 | 0 | 571 | 0 | 182 | 526 | 0 | 0 | 0 | 0 | 0 | 0 | 0 | 0.14 | 1.2 |  |  | 99 |  | 28.0071 | 28.5183 | -0.9044% |  | 100% | 0% | 0% | 0.5774 | 1 | 100% | 0% | 0% | 0.5774 | 1 | #DIV/0! | #DIV/0! | #DIV/0! | #DIV/0! | -1 | 44.64% | 14.23% | 41.13% | 0.73266 | 0.44644 | 6.123% | 6.99% | 86.89% | 1.0386 | 0.061231 | 1.811 | 1.3403 | 0.77186 | 0.53304 | 163.5854 | 691.9483 | 2051
EMR-1 (NSBG 1981; Shenker, 1980) |  | 1979-11-01 |  |  |  | 0 | 68.5 | 6.6 |  | 440 | 46 | 120 | 38 | 180 |  | 630 | 0.3 | 180 | 430 | [12 empty] | 0 | 0 | 0 |  | 68.5 | 6.6 | 0 | 440 | 46 | 120 | 38 | 180 | 0 | 630 | 0.3 | 180 | 430 | 0 | 0 | 0 | 0 | 0 | 0 | 0 | 0 | 0 |  |  | 99 |  | 29.4303 | 28.5834 | 1.46% |  | 98.82% | 1.176% | 0% | 0.57061 | 0.98824 | 100% | 0% | 0% | 0.5774 | 1 | #DIV/0! | #DIV/0! | #DIV/0! | #DIV/0! | -1 | 50.81% | 14.52% | 34.68% | 0.69378 | 0.50806 | 6.228% | 6.512% | 87.26% | 1.0436 | 0.062284 | 1.7457 | 1.2463 | 0.76 | 0.51111 | 173.3909 | 734.8444 | 2069
M1-74D (NSBG 1981; Clark et al, 1980) |  | 1979-08-21 |  |  |  | 0 | 52.3 | 6.23 | 3.3 | 2390 | 98.1 | 223 | 90.3 | 104 | 22 | 2640 |  | 2370 | 1273 | [7 empty] | 0.16 | 0.67 |  |  |  |  | 0 | 0 |  | 52.3 | 6.23 | 3.3 | 2390 | 98.1 | 223 | 90.3 | 104 | 22 | 2640 | 0 | 2370 | 1273 | 0 | 0 | 0 | 0 | 0 | 0 | 0 | 0.16 | 0.67 |  |  | 99 |  | 125.5139 | 144.6823 | -7.094% |  | 82.76% | 0% | 17.24% | 0.67693 | 0.82759 | 75% | 9.375% | 15.62% | 0.61347 | 0.75 | 100% | 0% | 0% | 0.5774 | 1 | 42.02% | 37.72% | 20.26% | 0.47657 | 0.42018 | 18.57% | 7.62% | 73.81% | 0.95953 | 0.18565 | 2.0277 | 1.635 | 0.80195 | 0.29101 | 139.5546 | 587.6159 | 9189
M1-74D (NSBG 1981; Clark et al, 1980) |  | 1979-11-01 |  |  |  | 0 | 56 | 6.6 |  | 2400 | 79 | 400 | 94 | 110 |  | 2700 | 0.9 | 2200 | 1000 | [13 empty] | 0 | 0 |  | 56 | 6.6 | 0 | 2400 | 79 | 400 | 94 | 110 | 0 | 2700 | 0.9 | 2200 | 1000 | 0 | 0 | 0 | 0 | 0 | 0 | 0 | 0 | 0 |  |  | 99 |  | 134.1127 | 138.4084 | -1.576% |  | 99.17% | 0.8264% | 0% | 0.57263 | 0.99174 | 100% | 0% | 0% | 0.5774 | 1 | #DIV/0! | #DIV/0! | #DIV/0! | #DIV/0! | -1 | 45.76% | 37.29% | 16.95% | 0.45995 | 0.45763 | 18.63% | 6.131% | 75.24% | 0.97638 | 0.18626 | 1.8221 | 1.1932 | 0.70149 | 0.24765 | 142.7552 | 601.4534 | 9009
M2-75D (NSBG 1981; NSBG 1975) |  | 1975-09-18 |  |  |  | 0 | 10.5 |  |  | 20.8 | 7.8 | 3.1 | 14 | 40 |  | 0.3 |  | 12 | 183 | [13 empty] | 0 | 0 |  | 10.5 | 0 | 0 | 20.8 | 7.8 | 3.1 | 14 | 40 | 0 | 0.3 | 0 | 12 | 183 | 0 | 0 | 0 | 0 | 0 | 0 | 0 | 0 | 0 |  |  | 99 |  | 2.4106 | 3.2577 | -14.94% |  | 100% | 0% | 0% | 0.5774 | 1 | 100% | 0% | 0% | 0.5774 | 1 | #DIV/0! | #DIV/0! | #DIV/0! | #DIV/0! | -1 | 0.1536% | 6.144% | 93.7% | 1.0829 | 0.0015361 | 0.5416% | 2.031% | 97.43% | 1.1281 | 0.005416 | 0.63806 | 1.2928 | 0.97834 | 0.78947 | 92.1808 | 385.2392 | 241
M2-75D (NSBG 1981; Clark et al 1980) |  | 1979-09-09 |  |  |  | 0 | 10.1 | 7.7 |  | 23 | 6.93 | 32.9 | 18 | 15.5 |  | 0.56 |  | 22.6 | 233 | [7 empty] | 0.1 | 0.5 |  |  |  |  | 0 | 0 |  | 10.1 | 7.7 | 0 | 23 | 6.93 | 32.9 | 18 | 15.5 | 0 | 0.56 | 0 | 22.6 | 233 | 0 | 0 | 0 | 0 | 0 | 0 | 0 | 0.1 | 0.5 |  |  | 99 |  | 4.3055 | 4.3052 | 0.003278% |  | 100% | 0% | 0% | 0.5774 | 1 | 100% | 0% | 0% | 0.5774 | 1 | #DIV/0! | #DIV/0! | #DIV/0! | #DIV/0! | -1 | 0.2186% | 8.823% | 90.96% | 1.0516 | 0.0021861 | 0.5306% | 1.599% | 97.87% | 1.1332 | 0.0053057 | 0.42619 | 0.16427 | 0.84547 | 0.75081 | 53.8799 | 227.7495 | 353
M6-79D (NSBG 1981, NSBG 1980) |  | 1979-07-01 |  |  |  | 0 |  |  |  | 10.1 | 6.82 | 209 | 41.4 | 23.8 |  | 0.89 |  | 16.1 | 883.2 | [7 empty] | 0.1 | 0.69 |  |  |  |  | 0 | 0 |  | 0 | 0 | 0 | 10.1 | 6.82 | 209 | 41.4 | 23.8 | 0 | 0.89 | 0 | 16.1 | 883.2 | 0 | 0 | 0 | 0 | 0 | 0 | 0 | 0.1 | 0.69 |  |  | 99 |  | 14.4538 | 14.836 | -1.305% |  | 100% | 0% | 0% | 0.5774 | 1 | 100% | 0% | 0% | 0.5774 | 1 | #DIV/0! | #DIV/0! | #DIV/0! | #DIV/0! | -1 | 0.09887% | 1.789% | 98.11% | 1.1335 | 0.00098868 | 0.1551% | 1.047% | 98.8% | 1.1417 | 0.0015508 | 0.050568 | -0.65258 | 0.66453 | 0.87101 | 70.5035 | 295.0713 | 1192.1
M6-79D (NSBG 1981, NSBG 1980) |  | 1979-08-01 |  |  |  | 0 |  |  |  | 9 | 11 | 240 | 42 | 52 |  | 0.4 |  | 15 | 910 | [13 empty] | 0 | 0 |  | 0 | 0 | 0 | 9 | 11 | 240 | 42 | 52 | 0 | 0.4 | 0 | 15 | 910 | 0 | 0 | 0 | 0 | 0 | 0 | 0 | 0 | 0 |  |  | 99 |  | 16.1037 | 15.2385 | 2.761% |  | 100% | 0% | 0% | 0.5774 | 1 | 100% | 0% | 0% | 0.5774 | 1 | #DIV/0! | #DIV/0! | #DIV/0! | #DIV/0! | -1 | 0.04322% | 1.621% | 98.34% | 1.1357 | 0.00043225 | 0.1364% | 1.667% | 98.2% | 1.1347 | 0.0013637 | 0.45954 | -0.29743 | 0.63636 | 0.92437 | 104.0373 | 435.3599 | 1279.4
M7-79D (NSBG 1981) |  | 1980-11-27 |  |  |  | 0 |  | 8.09 |  | 28 | 4.2 | 72 | 8 | 14 |  | 40 | 0.18 | 47 | 200 | [7 empty] | 0.48 | 0.11 |  |  |  |  | 0 | 0 |  | 0 | 8.09 | 0 | 28 | 4.2 | 72 | 8 | 14 | 0 | 40 | 0.18 | 47 | 200 | 0 | 0 | 0 | 0 | 0 | 0 | 0 | 0.48 | 0.11 |  |  | 99 |  | 5.6021 | 5.3944 | 1.888% |  | 89.89% | 10.11% | 0% | 0.51901 | 0.89888 | 100% | 0% | 0% | 0.5774 | 1 | #DIV/0! | #DIV/0! | #DIV/0! | #DIV/0! | -1 | 13.94% | 16.38% | 69.69% | 0.88514 | 0.13937 | 0.966% | 1.449% | 97.58% | 1.1324 | 0.0096604 | 0.34341 | -0.61083 | 0.52632 | 0.6 | 50.0581 | 212.5641 | 414
M12-80D (NSBG 1981) |  | 1980-11-19 |  |  |  | 0 |  | 6.53 |  | 2800 | 130 | 440 | 360 | 110 | 28.2 | 3300 |  | 2800 | 499 | [13 empty] | 0 | 0 |  | 0 | 6.53 | 0 | 2800 | 130 | 440 | 360 | 110 | 28.2 | 3300 | 0 | 2800 | 499 | 0 | 0 | 0 | 0 | 0 | 0 | 0 | 0 | 0 |  |  | 99 |  | 176.694 | 159.5676 | 5.093% |  | 82.4% | 0% | 17.6% | 0.67902 | 0.82397 | 82.4% | 0% | 17.6% | 0.67902 | 0.82397 | #DIV/0! | #DIV/0! | #DIV/0! | #DIV/0! | -1 | 50.01% | 42.43% | 7.562% | 0.37606 | 0.50008 | 12.14% | 5.634% | 82.23% | 1.0196 | 0.12135 | 1.6716 | 1.5844 | 0.89109 | 0.31707 | 142.7552 | 601.4534 | 10439
M12-80D (NSBG 1981) |  | 1980-11-27 |  |  |  | 0 |  | 7.09 |  | 2800 | 70 | 370 | 280 | 52 | 22.8 | 1900 | 0.4 | 2000 | 2200 | [7 empty] | 5.3 | 0.75 |  |  |  |  | 0 | 0 |  | 0 | 7.09 | 0 | 2800 | 70 | 370 | 280 | 52 | 22.8 | 1900 | 0.4 | 2000 | 2200 | 0 | 0 | 0 | 0 | 0 | 0 | 0 | 5.3 | 0.75 |  |  | 99 |  | 165.3705 | 131.3181 | 11.48% |  | 76.61% | 0.4032% | 22.98% | 0.70776 | 0.76613 | 76.92% | 0% | 23.08% | 0.71062 | 0.76923 | #DIV/0! | #DIV/0! | #DIV/0! | #DIV/0! | -1 | 31.15% | 32.79% | 36.07% | 0.5963 | 0.31148 | 13.84% | 3.46% | 82.7% | 1.0349 | 0.13839 | 1.243 | 1.122 | 0.88328 | 0.2 | 104.0373 | 435.3599 | 9678
MC-1 MM-32 | [5 empty] | 0 |  | 6.7 | 1.7 | 820 | 48 | 410 | 97 | 87 | 9.2 | 1060 | 0.15 | 950 | 990 |  | -0.5 | 0.07 | [9 empty] | 0 | 0 | 0 |  | 0 | 6.7 | 1.7 | 820 | 48 | 410 | 97 | 87 | 9.2 | 1060 | 0.15 | 950 | 990 | 0 | 0.5 | 0.07 | 0 | 0 | 0 | 0 | 0 | 0 |  |  |  |  | 65.6085 | 65.9156 | -0.2335% |  | 81.93% | 0.2899% | 17.78% | 0.67836 | 0.81932 | 72.6% | 11.64% | 15.75% | 0.60111 | 0.72603 | 100% | 0% | 0% | 0.5774 | 1 | 35.33% | 31.67% | 33% | 0.58507 | 0.35333 | 7.355% | 4.305% | 88.34% | 1.0625 | 0.07355 | 1.3757 | 0.7497 | 0.7029 | 0.36923 | 129.7256 | 545.2302
MC-1 MM-35 | [5 empty] | 0 |  | 7 | 2 | 700 | 69 | 3 | 65 | 140 | 7.2 | 870 | 0.4 | 400 | 966 |  | -0.5 | 0.09 | [9 empty] | 0 | 0 | 0 |  | 0 | 7 | 2 | 700 | 69 | 3 | 65 | 140 | 7.2 | 870 | 0.4 | 400 | 966 | 0 | 0.5 | 0.09 | 0 | 0 | 0 | 0 | 0 | 0 |  |  |  |  | 38.027 | 48.7245 | -12.33% |  | 82.08% | 0.9434% | 16.98% | 0.66998 | 0.82075 | 69.6% | 16% | 14.4% | 0.56815 | 0.696 | 100% | 0% | 0% | 0.5774 | 1 | 38.91% | 17.89% | 43.2% | 0.72351 | 0.38909 | 7.406% | 7.3% | 85.29% | 1.0277 | 0.074056 | 1.8648 | 3.2006 | 0.99541 | 0.4964 | 157.1687 | 663.9869
MC-1 MM-36 | [5 empty] | 0 |  | 7.7 | -0.1 | 24 | 1.6 | 15 | 3.5 | 21 | -1 | 0.55 | -0.1 | -5 | 50 |  | -0.5 | -0.01 | [9 empty] | 0 | 0 | 0 |  | 0 | 7.7 | 0.1 | 24 | 1.6 | 15 | 3.5 | 21 | 1 | 0.55 | 0.1 | 5 | 50 | 0 | 0.5 | 0.01 | 0 | 0 | 0 | 0 | 0 | 0 |  |  |  |  | 2.1635 | 0.94438 | 39.23% |  | 1.961% | 8.913% | 89.13% | 1.0405 | 0.019608 | 1.547% | 28.13% | 70.32% | 0.82096 | 0.015471 | 100% | 0% | 0% | 0.5774 | 1 | 0.9901% | 9.001% | 90.01% | 1.0451 | 0.009901 | 1.256% | 0.8373% | 97.91% | 1.1378 | 0.01256 | -0.13583 | -0.76785 | 0.7 | 0.4 | 65.5535 | 274.8294
MC-1 15/03/1982 | [5 empty] | 0 | [9 empty] | 1230 | [15 empty] | 0 | 0 | 0 |  | 0 | 0 | 0 | 0 | 0 | 0 | 0 | 0 | 0 | 1230 | 0 | 0 | 0 | 0 | 0 | 0 | 0 | 0 | 0 | 0 | 0 | 0 |  |  |  |  | 0 | 34.6983 |  |  | 100% | 0% | 0% | 0.5774 | 1 | 100% | 0% | 0% | 0.5774 | 1 | #DIV/0! | #DIV/0! | #DIV/0! | #DIV/0! | -1 | 100% | 0% | 0% | 0.5774 | 1 | [5 empty] | -99 | -99 | -99 | -99 | #NUM! | -999
MC-1 17/03/1982 | [5 empty] | 0 |  | 8.4 | 2.5 | 1050 | 74 | 26 | 0.2 | 430 | 7.9 | 1440 | 2.9 | 210 | 74 |  | -0.5 | 0.39 | [9 empty] | 0 | 0 | 0 |  | 0 | 8.4 | 2.5 | 1050 | 74 | 26 | 0.2 | 430 | 7.9 | 1440 | 2.9 | 210 | 74 | 0 | 0.5 | 0.39 | 0 | 0 | 0 | 0 | 0 | 0 |  |  |  |  | 49.269 | 46.3601 | 3.042% |  | 84.21% | 4.24% | 11.55% | 0.6196 | 0.84211 | 76.29% | 13.25% | 10.46% | 0.56133 | 0.76291 | 100% | 0% | 0% | 0.5774 | 1 | 83.53% | 12.18% | 4.292% | 0.53185 | 0.83527 | 46.93% | 33.08% | 19.99% | 0.50182 | 0.46933 | 4.4374 | 2.3235 | 0.071429 | 0.41341 | 241.9854 | 1045.8147
MC-1 24/03/1982 | [5 empty] | 0 | [9 empty] | 1270 | [15 empty] | 0 | 0 | 0 |  | 0 | 0 | 0 | 0 | 0 | 0 | 0 | 0 | 0 | 1270 | 0 | 0 | 0 | 0 | 0 | 0 | 0 | 0 | 0 | 0 | 0 | 0 |  |  |  |  | 0 | 35.8267 |  |  | 100% | 0% | 0% | 0.5774 | 1 | 100% | 0% | 0% | 0.5774 | 1 | #DIV/0! | #DIV/0! | #DIV/0! | #DIV/0! | -1 | 100% | 0% | 0% | 0.5774 | 1 | [5 empty] | -99 | -99 | -99 | -99 | #NUM! | -999
MC-1 31/03/1982 | [5 empty] | 0 | [9 empty] | 1310 | [15 empty] | 0 | 0 | 0 |  | 0 | 0 | 0 | 0 | 0 | 0 | 0 | 0 | 0 | 1310 | 0 | 0 | 0 | 0 | 0 | 0 | 0 | 0 | 0 | 0 | 0 | 0 |  |  |  |  | 0 | 36.9551 |  |  | 100% | 0% | 0% | 0.5774 | 1 | 100% | 0% | 0% | 0.5774 | 1 | #DIV/0! | #DIV/0! | #DIV/0! | #DIV/0! | -1 | 100% | 0% | 0% | 0.5774 | 1 | [5 empty] | -99 | -99 | -99 | -99 | #NUM! | -999
MC-1 04/04/1982 | [5 empty] | 0 | [9 empty] | 1260 | [15 empty] | 0 | 0 | 0 |  | 0 | 0 | 0 | 0 | 0 | 0 | 0 | 0 | 0 | 1260 | 0 | 0 | 0 | 0 | 0 | 0 | 0 | 0 | 0 | 0 | 0 | 0 |  |  |  |  | 0 | 35.5446 |  |  | 100% | 0% | 0% | 0.5774 | 1 | 100% | 0% | 0% | 0.5774 | 1 | #DIV/0! | #DIV/0! | #DIV/0! | #DIV/0! | -1 | 100% | 0% | 0% | 0.5774 | 1 | [5 empty] | -99 | -99 | -99 | -99 | #NUM! | -999
MC-1 20/04/1982 | [5 empty] | 0 | [9 empty] | 1410 | [15 empty] | 0 | 0 | 0 |  | 0 | 0 | 0 | 0 | 0 | 0 | 0 | 0 | 0 | 1410 | 0 | 0 | 0 | 0 | 0 | 0 | 0 | 0 | 0 | 0 | 0 | 0 |  |  |  |  | 0 | 39.7761 |  |  | 100% | 0% | 0% | 0.5774 | 1 | 100% | 0% | 0% | 0.5774 | 1 | #DIV/0! | #DIV/0! | #DIV/0! | #DIV/0! | -1 | 100% | 0% | 0% | 0.5774 | 1 | [5 empty] | -99 | -99 | -99 | -99 | #NUM! | -999
MC-1 10/06/1982 | [5 empty] | 0 | [9 empty] | 1570 | [15 empty] | 0 | 0 | 0 |  | 0 | 0 | 0 | 0 | 0 | 0 | 0 | 0 | 0 | 1570 | 0 | 0 | 0 | 0 | 0 | 0 | 0 | 0 | 0 | 0 | 0 | 0 |  |  |  |  | 0 | 44.2897 |  |  | 100% | 0% | 0% | 0.5774 | 1 | 100% | 0% | 0% | 0.5774 | 1 | #DIV/0! | #DIV/0! | #DIV/0! | #DIV/0! | -1 | 100% | 0% | 0% | 0.5774 | 1 | [5 empty] | -99 | -99 | -99 | -99 | #NUM! | -999
MC-1 07/07/1982 | [5 empty] | 0 |  | 8.3 | 3.3 | 1130 | 84 | 36 | 0.2 | 320 | 11 | 1660 | 2.1 | 160 | 80 |  | 0.8 | 0.75 | [9 empty] | 0 | 0 | 0 |  | 0 | 8.3 | 3.3 | 1130 | 84 | 36 | 0.2 | 320 | 11 | 1660 | 2.1 | 160 | 80 | 0 | 0.8 | 0.75 | 0 | 0 | 0 | 0 | 0 | 0 |  |  |  |  | 53.6357 | 51.5815 | 1.952% |  | 83.52% | 2.642% | 13.84% | 0.64203 | 0.83522 | 73.29% | 14.57% | 12.14% | 0.56337 | 0.73289 | 100% | 0% | 0% | 0.5774 | 1 | 87.37% | 8.421% | 4.211% | 0.55308 | 0.87368 | 46.75% | 34.75% | 18.5% | 0.48356 | 0.46748 | 4.5475 | 2.2923 | 0.052632 | 0.4264 | 215.8524 | 924.2005
MC-1 09/07/1982 | [5 empty] | 0 |  | 6.3 | 3.1 | 1100 | 80 | 31 | 0.4 | 350 | 10.8 | 1640 | 2.2 | 150 | 53 |  | 0.9 | 0.65 | [9 empty] | 0 | 0 | 0 |  | 0 | 6.3 | 3.1 | 1100 | 80 | 31 | 0.4 | 350 | 10.8 | 1640 | 2.2 | 150 | 53 | 0 | 0.9 | 0.65 | 0 | 0 | 0 | 0 | 0 | 0 |  |  |  |  | 51.9725 | 50.3719 | 1.564% |  | 83.46% | 2.799% | 13.74% | 0.64056 | 0.83461 | 73.87% | 13.96% | 12.16% | 0.56698 | 0.73874 | 100% | 0% | 0% | 0.5774 | 1 | 88.99% | 8.139% | 2.876% | 0.54701 | 0.88985 | 43.44% | 31.59% | 24.97% | 0.53917 | 0.43436 | 4.2041 | 2.3148 | 0.11429 | 0.42105 | 223.3263 | 958.4506
MC-1 22/07/1982am1 | [5 empty] | 0 |  | 8.6 | 2.9 | 1160 | 82 | 43 | 0.2 | 300 | 9.7 | 1770 | 2.2 | 160 | 64 |  | -0.5 | 0.07 | [9 empty] | 0 | 0 | 0 |  | 0 | 8.6 | 2.9 | 1160 | 82 | 43 | 0.2 | 300 | 9.7 | 1770 | 2.2 | 160 | 64 | 0 | 0.5 | 0.07 | 0 | 0 | 0 | 0 | 0 | 0 |  |  |  |  | 55.1645 | 54.4277 | 0.6724% |  | 85.61% | 2.66% | 11.73% | 0.62975 | 0.85611 | 76.87% | 12.6% | 10.53% | 0.56548 | 0.76873 | 100% | 0% | 0% | 0.5774 | 1 | 88.77% | 8.024% | 3.21% | 0.5496 | 0.88766 | 47.79% | 33.78% | 18.42% | 0.4887 | 0.47791 | 4.5266 | 2.1942 | 0.044444 | 0.41414 | 210.6497 | 900.5634
MC-1 22/07/1982pm2 | [5 empty] | 0 |  | 8.5 | 2.5 | 980 | 74 | 42 | 0.5 | 300 | 8.6 | 1520 | 2 | 140 | 54 |  | -0.5 | 0.05 | [9 empty] | 0 | 0 | 0 |  | 0 | 8.5 | 2.5 | 980 | 74 | 42 | 0.5 | 300 | 8.6 | 1520 | 2 | 140 | 54 | 0 | 0.5 | 0.05 | 0 | 0 | 0 | 0 | 0 | 0 |  |  |  |  | 47.0471 | 46.7843 | 0.28% |  | 85.15% | 2.801% | 12.04% | 0.63076 | 0.85154 | 76.57% | 12.59% | 10.83% | 0.56721 | 0.76574 | 100% | 0% | 0% | 0.5774 | 1 | 88.68% | 8.168% | 3.151% | 0.54843 | 0.88681 | 40.38% | 30.49% | 29.13% | 0.56955 | 0.40377 | 4.0395 | 2.1152 | 0.10638 | 0.43023 | 210.6497 | 900.5634
MC-1 22/07/1982web1 | [5 empty] | 0 |  | 7.9 | 2.8 | 1100 | 80 | 44 | 0.2 | 280 | 9.3 | 1680 | 2.2 | 150 | 79 |  | -0.5 | 0.08 | [9 empty] | 0 | 0 | 0 |  | 0 | 7.9 | 2.8 | 1100 | 80 | 44 | 0.2 | 280 | 9.3 | 1680 | 2.2 | 150 | 79 | 0 | 0.5 | 0.08 | 0 | 0 | 0 | 0 | 0 | 0 |  |  |  |  | 52.5389 | 51.9264 | 0.5863% |  | 85.39% | 2.795% | 11.82% | 0.62948 | 0.85388 | 76.62% | 12.77% | 10.6% | 0.56488 | 0.76625 | 100% | 0% | 0% | 0.5774 | 1 | 88% | 7.858% | 4.138% | 0.55592 | 0.88004 | 46.86% | 34.08% | 19.05% | 0.4906 | 0.46864 | 4.5051 | 2.1627 | 0.043478 | 0.42105 | 205.2324 | 876.1105
MC-1 22/07/1982web2 | [5 empty] | 0 |  | 8.2 | 2.8 | 1110 | 82 | 46 | 0.3 | 340 | 9.2 | 1690 | 2.2 | 150 | 71 |  | -0.5 | 0.13 | [9 empty] | 0 | 0 | 0 |  | 0 | 8.2 | 2.8 | 1110 | 82 | 46 | 0.3 | 340 | 9.2 | 1690 | 2.2 | 150 | 71 | 0 | 0.5 | 0.13 | 0 | 0 | 0 | 0 | 0 | 0 |  |  |  |  | 53.1331 | 52.0774 | 1.003% |  | 85.57% | 2.785% | 11.65% | 0.62855 | 0.8557 | 76.82% | 12.73% | 10.45% | 0.56427 | 0.76818 | 100% | 0% | 0% | 0.5774 | 1 | 88.44% | 7.849% | 3.715% | 0.55353 | 0.88435 | 44.8% | 33.09% | 22.11% | 0.51393 | 0.44799 | 4.3505 | 2.1649 | 0.061224 | 0.42487 | 220.8739 | 947.1715
MC-1 17/08/1982 1000 | [5 empty] | 0 |  | 8.3 | 2.9 | 1100 | 88 | 39 | 0.6 | 363 | 11.8 | 1780 | 2.1 | 140 | 52 |  | 0.5 | 0.77 | [9 empty] | 0 | 0 | 0 |  | 0 | 8.3 | 2.9 | 1100 | 88 | 39 | 0.6 | 363 | 11.8 | 1780 | 2.1 | 140 | 52 | 0 | 0.5 | 0.77 | 0 | 0 | 0 | 0 | 0 | 0 |  |  |  |  | 52.5413 | 54.0914 | -1.454% |  | 83.67% | 2.468% | 13.87% | 0.6432 | 0.83666 | 75.26% | 12.26% | 12.47% | 0.57861 | 0.75264 | 100% | 0% | 0% | 0.5774 | 1 | 90.26% | 7.099% | 2.637% | 0.55163 | 0.90264 | 39.93% | 31.95% | 28.12% | 0.55528 | 0.39933 | 4.1108 | 2.2979 | 0.13333 | 0.44444 | 226.4637 | 972.943
MC-1 10/09/1982 0900 | [5 empty] | 0 |  | 8.3 | 2.5 | 870 | 74 | 134 | 1.4 | 370 | 9.8 | 1360 | 1.4 | 210 | 245 |  | -0.5 | 0.76 | [9 empty] | 0 | 0 | 0 |  | 0 | 8.3 | 2.5 | 870 | 74 | 134 | 1.4 | 370 | 9.8 | 1360 | 1.4 | 210 | 245 | 0 | 0.5 | 0.76 | 0 | 0 | 0 | 0 | 0 | 0 |  |  |  |  | 46.9269 | 46.827 | 0.1066% |  | 82.93% | 2.134% | 14.94% | 0.65132 | 0.82927 | 73.32% | 13.48% | 13.21% | 0.57583 | 0.73315 | 100% | 0% | 0% | 0.5774 | 1 | 74.93% | 11.57% | 13.5% | 0.58852 | 0.74931 | 31.15% | 26.49% | 42.36% | 0.66898 | 0.31147 | 3.5923 | 1.6114 | 0.094595 | 0.45963 | 228.1317 | 980.6779
MC-1 12/09/1982 0400 | [5 empty] | 0 |  | 8.1 | 3.4 | 1400 | 102 | 60 | 0.3 | 324 | 14.6 | 2130 | 2.3 | 220 | 119 |  | -0.5 | 0.39 | [9 empty] | 0 | 0 | 0 |  | 0 | 8.1 | 3.4 | 1400 | 102 | 60 | 0.3 | 324 | 14.6 | 2130 | 2.3 | 220 | 119 | 0 | 0.5 | 0.39 | 0 | 0 | 0 | 0 | 0 | 0 |  |  |  |  | 67.0445 | 66.7392 | 0.2282% |  | 83.45% | 2.253% | 14.3% | 0.64695 | 0.83448 | 75.13% | 11.99% | 12.87% | 0.58248 | 0.75132 | 100% | 0% | 0% | 0.5774 | 1 | 86.27% | 8.91% | 4.82% | 0.55378 | 0.8627 | 47.17% | 34.37% | 18.46% | 0.4855 | 0.47174 | 4.5401 | 2.239 | 0.047619 | 0.42149 | 216.8702 | 928.8435
MC-1 13/09/1982 1300 | [5 empty] | 0 |  | 7.5 | 13.6 | 1350 | 105 | 91 | 0.6 | 280 | 14.8 | 2190 | 2.2 | 150 | 32 |  | -0.5 | 0.98 | [9 empty] | 0 | 0 | 0 |  | 0 | 7.5 | 13.6 | 1350 | 105 | 91 | 0.6 | 280 | 14.8 | 2190 | 2.2 | 150 | 32 | 0 | 0.5 | 0.98 | 0 | 0 | 0 | 0 | 0 | 0 |  |  |  |  | 67.9878 | 65.5432 | 1.831% |  | 83.75% | 2.103% | 14.15% | 0.64694 | 0.83748 | 55.87% | 34.69% | 9.439% | 0.43157 | 0.55867 | 100% | 0% | 0% | 0.5774 | 1 | 92.33% | 6.324% | 1.349% | 0.54867 | 0.92327 | 42.53% | 33.08% | 24.4% | 0.52728 | 0.42525 | 4.2642 | 2.0833 | 0.061856 | 0.4375 | 205.2324 | 876.1105
MC-1 14/09/1982 1030 | [5 empty] | 0 |  | 8.5 | 3.3 | 1320 | 106 | 73 | 0.6 | 171 | 14 | 1940 | 2.6 | 140 | 70 |  | 0.5 | 0.56 | [9 empty] | 0 | 0 | 0 |  | 0 | 8.5 | 3.3 | 1320 | 106 | 73 | 0.6 | 171 | 14 | 1940 | 2.6 | 140 | 70 | 0 | 0.5 | 0.56 | 0 | 0 | 0 | 0 | 0 | 0 |  |  |  |  | 64.3258 | 58.9264 | 4.381% |  | 82.38% | 2.76% | 14.86% | 0.64726 | 0.82378 | 74.05% | 12.6% | 13.36% | 0.58179 | 0.74046 | 100% | 0% | 0% | 0.5774 | 1 | 90.23% | 6.512% | 3.256% | 0.5586 | 0.90233 | 41.84% | 33.6% | 24.55% | 0.52514 | 0.41844 | 4.2725 | 2.1873 | 0.075949 | 0.44538 | 169.9756 | 719.8786
MC-1 14/09/1982 1100 | [5 empty] | 0 |  | 8.3 | 3.3 | 1310 | 114 | 62 | 0.4 | 168 | 13.6 | 1980 | 2.8 | 140 | 50 |  | -0.5 | 0.64 | [9 empty] | 0 | 0 | 0 |  | 0 | 8.3 | 3.3 | 1310 | 114 | 62 | 0.4 | 168 | 13.6 | 1980 | 2.8 | 140 | 50 | 0 | 0.5 | 0.64 | 0 | 0 | 0 | 0 | 0 | 0 |  |  |  |  | 63.53 | 59.7375 | 3.077% |  | 82.85% | 2.929% | 14.23% | 0.64262 | 0.82845 | 74.72% | 12.45% | 12.83% | 0.57957 | 0.74717 | 100% | 0% | 0% | 0.5774 | 1 | 91.24% | 6.452% | 2.304% | 0.55345 | 0.91244 | 42.5% | 36.98% | 20.52% | 0.48231 | 0.42499 | 4.5117 | 2.3214 | 0.060606 | 0.46531 | 168.8097 | 714.7761
MC-1 14/09/1982 1200 | [5 empty] | 0 |  | 8.2 | 3.5 | 1330 | 106 | 54 | 0.4 | 159 | 14.1 | 2000 | 2.7 | 150 | 50 |  | -0.5 | 0.73 | [9 empty] | 0 | 0 | 0 |  | 0 | 8.2 | 3.5 | 1330 | 106 | 54 | 0.4 | 159 | 14.1 | 2000 | 2.7 | 150 | 50 | 0 | 0.5 | 0.73 | 0 | 0 | 0 | 0 | 0 | 0 |  |  |  |  | 63.825 | 60.5046 | 2.671% |  | 82.64% | 2.789% | 14.57% | 0.64539 | 0.82645 | 74.01% | 12.95% | 13.04% | 0.57792 | 0.74006 | 100% | 0% | 0% | 0.5774 | 1 | 90.91% | 6.818% | 2.273% | 0.55115 | 0.90909 | 44% | 35.07% | 20.93% | 0.4957 | 0.44004 | 4.4486 | 2.3182 | 0.068966 | 0.44351 | 165.224 | 699.1017
MC-1 14/09/1982 1100 | [5 empty] | 0 |  | 8 | 3.2 | 1140 | 104 | 55 | 0.4 | 185 | 12.1 | 1790 | 2.6 | 120 | 50 |  | 0.7 | 0.59 | [9 empty] | 0 | 0 | 0 |  | 0 | 8 | 3.2 | 1140 | 104 | 55 | 0.4 | 185 | 12.1 | 1790 | 2.6 | 120 | 50 | 0 | 0.7 | 0.59 | 0 | 0 | 0 | 0 | 0 | 0 |  |  |  |  | 55.5267 | 53.9507 | 1.44% |  | 82.97% | 3.013% | 14.02% | 0.64095 | 0.82966 | 74.2% | 13.26% | 12.54% | 0.5732 | 0.74197 | 100% | 0% | 0% | 0.5774 | 1 | 91.33% | 6.122% | 2.551% | 0.55678 | 0.91327 | 40.53% | 36.98% | 22.49% | 0.49371 | 0.40534 | 4.432 | 2.2937 | 0.067797 | 0.47706 | 175.2378 | 742.9493
MC-1 14/09/1982 1130 | [5 empty] | 0 |  | 8.2 | 3.2 | 1220 | 104 | 53 | 0.4 | 165 | 13.6 | 1910 | 2.7 | 130 | 48 |  | 0.5 | 0.73 | [9 empty] | 0 | 0 | 0 |  | 0 | 8.2 | 3.2 | 1220 | 104 | 53 | 0.4 | 165 | 13.6 | 1910 | 2.7 | 130 | 48 | 0 | 0.5 | 0.73 | 0 | 0 | 0 | 0 | 0 | 0 |  |  |  |  | 58.8958 | 57.5165 | 1.185% |  | 82.42% | 2.913% | 14.67% | 0.64528 | 0.82416 | 74.32% | 12.45% | 13.23% | 0.58188 | 0.74319 | 100% | 0% | 0% | 0.5774 | 1 | 91.48% | 6.226% | 2.299% | 0.55472 | 0.91475 | 42.18% | 35.96% | 21.87% | 0.49602 | 0.42179 | 4.432 | 2.3098 | 0.070175 | 0.46018 | 167.6295 | 709.6137
MC-1 25/09/1982 | [5 empty] | 0 |  | 8.4 | 3.2 | 1210 | 94 | 36 | 0.6 | 373 | 13.1 | 1930 | 2.2 | 150 | 46 |  | 0.6 | 0.62 | [9 empty] | 0 | 0 | 0 |  | 0 | 8.4 | 3.2 | 1210 | 94 | 36 | 0.6 | 373 | 13.1 | 1930 | 2.2 | 150 | 46 | 0 | 0.6 | 0.62 | 0 | 0 | 0 | 0 | 0 | 0 |  |  |  |  | 57.3788 | 58.438 | -0.9146% |  | 83.46% | 2.378% | 14.16% | 0.64543 | 0.83459 | 74.88% | 12.42% | 12.71% | 0.57907 | 0.74879 | 100% | 0% | 0% | 0.5774 | 1 | 90.78% | 7.056% | 2.164% | 0.54915 | 0.90781 | 41.37% | 32.14% | 26.49% | 0.54472 | 0.41373 | 4.1681 | 2.39 | 0.14286 | 0.43721 | 228.8424 | 983.98
MC-1 27/09/1982 | [5 empty] | 0 |  | 8.5 | 3.1 | 1210 | 95 | 37 | 0.8 | 376 | 12.4 | 1940 | 2 | 140 | 41 |  | -0.5 | 0.58 | [9 empty] | 0 | 0 | 0 |  | 0 | 8.5 | 3.1 | 1210 | 95 | 37 | 0.8 | 376 | 12.4 | 1940 | 2 | 140 | 41 | 0 | 0.5 | 0.58 | 0 | 0 | 0 | 0 | 0 | 0 |  |  |  |  | 57.4507 | 58.4195 | -0.8361% |  | 84.35% | 2.174% | 13.48% | 0.64266 | 0.84348 | 75.78% | 12.11% | 12.11% | 0.57739 | 0.75781 | 100% | 0% | 0% | 0.5774 | 1 | 91.47% | 6.601% | 1.933% | 0.55045 | 0.91466 | 39.61% | 31.1% | 29.28% | 0.56687 | 0.39615 | 4.0524 | 2.3872 | 0.17778 | 0.43981 | 229.5507 | 987.2748
MC-1 01/10/1982 | [5 empty] | 0 |  | 8.3 | 3.3 | 1260 | 99 | 37 | 1 | 374 | 13.4 | 1990 | 2.3 | 140 | 57 |  | -0.5 | 0.8 | [9 empty] | 0 | 0 | 0 |  | 0 | 8.3 | 3.3 | 1260 | 99 | 37 | 1 | 374 | 13.4 | 1990 | 2.3 | 140 | 57 | 0 | 0.5 | 0.8 | 0 | 0 | 0 | 0 | 0 | 0 |  |  |  |  | 59.7733 | 60.108 | -0.2792% |  | 83.53% | 2.413% | 14.06% | 0.64464 | 0.83526 | 74.95% | 12.43% | 12.62% | 0.57847 | 0.74953 | 100% | 0% | 0% | 0.5774 | 1 | 90.99% | 6.401% | 2.606% | 0.55548 | 0.90992 | 38.77% | 30.46% | 30.77% | 0.57915 | 0.38769 | 3.9913 | 2.4231 | 0.21277 | 0.44 | 229.0787 | 985.079
MC-1 09/10/1982 | [5 empty] | 0 |  | 8.3 | 3.3 | 1250 | 98 | 37 | 1 | 217 | 13 | 1930 | 2.3 | 130 | 50 |  | 0.5 | 0.84 | [9 empty] | 0 | 0 | 0 |  | 0 | 8.3 | 3.3 | 1250 | 98 | 37 | 1 | 217 | 13 | 1930 | 2.3 | 130 | 50 | 0 | 0.5 | 0.84 | 0 | 0 | 0 | 0 | 0 | 0 |  |  |  |  | 59.3127 | 58.0925 | 1.039% |  | 83.46% | 2.486% | 14.05% | 0.64418 | 0.83459 | 74.66% | 12.77% | 12.57% | 0.57627 | 0.74662 | 100% | 0% | 0% | 0.5774 | 1 | 91.47% | 6.161% | 2.37% | 0.55551 | 0.91469 | 38.7% | 30.34% | 30.96% | 0.58094 | 0.387 | 3.9825 | 2.4143 | 0.21277 | 0.43946 | 186.3127 | 791.7486
MC-1 18/10/1982 1200 | [5 empty] | 0 |  | 8.4 | 3.4 | 1290 | 108 | 38 | 0.8 | 390 | 13 | 2070 | 2.1 | 130 | 46 |  | -0.5 | 0.89 | [9 empty] | 0 | 0 | 0 |  | 0 | 8.4 | 3.4 | 1290 | 108 | 38 | 0.8 | 390 | 13 | 2070 | 2.1 | 130 | 46 | 0 | 0.5 | 0.89 | 0 | 0 | 0 | 0 | 0 | 0 |  |  |  |  | 61.3563 | 61.9658 | -0.4942% |  | 84.58% | 2.145% | 13.28% | 0.64167 | 0.84576 | 75.69% | 12.43% | 11.88% | 0.57422 | 0.75686 | 100% | 0% | 0% | 0.5774 | 1 | 92.16% | 5.788% | 2.048% | 0.5558 | 0.92164 | 39.52% | 33.08% | 27.4% | 0.54455 | 0.39517 | 4.1638 | 2.4871 | 0.17391 | 0.4557 | 232.8269 | 1002.568
MC-1 21/10/1982 1200 | [5 empty] | 0 |  |  |  | 1200 | 104 | 39 |  | 370 |  | 1990 | [15 empty] | 0 | 0 | 0 |  | 0 | 0 | 0 | 1200 | 104 | 39 | 0 | 370 | 0 | 1990 | 0 | 0 | 0 | 0 | 0 | 0 | 0 | 0 | 0 | 0 | 0 | 0 |  |  |  |  | 56.8054 | 56.1379 | 0.591% |  | 100% | 0% | 0% | 0.5774 | 1 | 100% | 0% | 0% | 0.5774 | 1 | #DIV/0! | #DIV/0! | #DIV/0! | #DIV/0! | -1 | 100% | 0% | 0% | 0.5774 | 1 | 53.57% | 46.43% | 0% | 0.30932 | 0.53571 | -99 | 2.443 | 0 | 0.46429 | 228.1317 | 980.6779
MC-1 23/10/1982 1200 | [5 empty] | 0 |  | 8.3 | 3.3 | 1260 | 98 | 40 | 0.8 | 370 | 12.8 | 1990 | 2.1 | 120 | 52 |  | -0.5 | 0.77 | [9 empty] | 0 | 0 | 0 |  | 0 | 8.3 | 3.3 | 1260 | 98 | 40 | 0.8 | 370 | 12.8 | 1990 | 2.1 | 120 | 52 | 0 | 0.5 | 0.77 | 0 | 0 | 0 | 0 | 0 | 0 |  |  |  |  | 59.881 | 59.5991 | 0.2359% |  | 84.23% | 2.222% | 13.54% | 0.64276 | 0.84233 | 75.38% | 12.5% | 12.12% | 0.5752 | 0.75379 | 100% | 0% | 0% | 0.5774 | 1 | 92.04% | 5.55% | 2.405% | 0.55924 | 0.92044 | 40.2% | 31.27% | 28.54% | 0.56161 | 0.40199 | 4.0794 | 2.3804 | 0.16667 | 0.4375 | 228.1317 | 980.6779
MC-1 24/10/1982 1200 | [5 empty] | 0 |  | 8.2 | 3.4 | 1320 | 100 | 37 | 1 | 390 | 13.2 | 2030 | 2 | 130 | 69 |  | -0.5 | 0.3 | [9 empty] | 0 | 0 | 0 |  | 0 | 8.2 | 3.4 | 1320 | 100 | 37 | 1 | 390 | 13.2 | 2030 | 2 | 130 | 69 | 0 | 0.5 | 0.3 | 0 | 0 | 0 | 0 | 0 | 0 |  |  |  |  | 62.4233 | 61.2091 | 0.9821% |  | 84.23% | 2.075% | 13.69% | 0.64447 | 0.84232 | 75.19% | 12.59% | 12.22% | 0.57525 | 0.75185 | 100% | 0% | 0% | 0.5774 | 1 | 91.07% | 5.832% | 3.096% | 0.5616 | 0.91072 | 39.76% | 30.12% | 30.12% | 0.57737 | 0.39759 | 4 | 2.4318 | 0.21277 | 0.43103 | 232.8269 | 1002.568
MC-1 25/10/1982 1200 | [5 empty] | 0 |  | 8.2 | 3.4 | 1320 | 101 | 37 | 1 | 400 | 13.8 | 2040 | 2.1 | 130 | 68 |  | -0.5 | 0.7 | [9 empty] | 0 | 0 | 0 |  | 0 | 8.2 | 3.4 | 1320 | 101 | 37 | 1 | 400 | 13.8 | 2040 | 2.1 | 130 | 68 | 0 | 0.5 | 0.7 | 0 | 0 | 0 | 0 | 0 | 0 |  |  |  |  | 62.4488 | 61.4801 | 0.7817% |  | 83.69% | 2.154% | 14.15% | 0.64667 | 0.83692 | 74.86% | 12.48% | 12.66% | 0.57845 | 0.74862 | 100% | 0% | 0% | 0.5774 | 1 | 91.15% | 5.809% | 3.038% | 0.5614 | 0.91153 | 39.64% | 30.33% | 30.03% | 0.57564 | 0.3964 | 4.0086 | 2.4404 | 0.21277 | 0.43348 | 235.1411 | 1013.4244
MC-1 28/10/1982 2400 | [5 empty] | 0 |  | 8.7 | 2 | 740 | 59 | 33 | 0.8 | 340 | 7.6 | 1090 | 1.8 | 170 | 51 |  | -0.5 | 0.11 | [9 empty] | 0 | 0 | 0 |  | 0 | 8.7 | 2 | 740 | 59 | 33 | 0.8 | 340 | 7.6 | 1090 | 1.8 | 170 | 51 | 0 | 0.5 | 0.11 | 0 | 0 | 0 | 0 | 0 | 0 |  |  |  |  | 35.7271 | 35.2189 | 0.7162% |  | 82.26% | 3.396% | 14.34% | 0.64057 | 0.82264 | 73.65% | 13.51% | 12.84% | 0.57349 | 0.73649 | 100% | 0% | 0% | 0.5774 | 1 | 83.14% | 12.97% | 3.89% | 0.52499 | 0.83143 | 33.27% | 26.52% | 40.21% | 0.65638 | 0.33267 | 3.6386 | 2.0232 | 0.19512 | 0.44361 | 220.8739 | 947.1715
MC-1 29/10/1982 0800 | [5 empty] | 0 |  | 8.2 | 2.9 | 1130 | 92 | 47 | 1 | 370 | 11.6 | 1720 | 1.9 | 160 | 52 |  | -0.5 | 0.07 | [9 empty] | 0 | 0 | 0 |  | 0 | 8.2 | 2.9 | 1130 | 92 | 47 | 1 | 370 | 11.6 | 1720 | 1.9 | 160 | 52 | 0 | 0.5 | 0.07 | 0 | 0 | 0 | 0 | 0 | 0 |  |  |  |  | 54.3806 | 52.8047 | 1.47% |  | 83.6% | 2.309% | 14.09% | 0.64544 | 0.83597 | 74.78% | 12.61% | 12.61% | 0.57739 | 0.74783 | 100% | 0% | 0% | 0.5774 | 1 | 89.03% | 8.282% | 2.692% | 0.54512 | 0.89027 | 37.05% | 30.16% | 32.79% | 0.59251 | 0.37049 | 3.9276 | 2.2555 | 0.17544 | 0.44878 | 228.1317 | 980.6779
MC-1 29/10/1982 2400 | [5 empty] | 0 |  | 8.7 | 3.7 | 1440 | 114 | 82 | 1.5 | 400 | 14.5 | 2210 | 2.3 | 190 | 54 |  | -0.5 | 0.23 | [9 empty] | 0 | 0 | 0 |  | 0 | 8.7 | 3.7 | 1440 | 114 | 82 | 1.5 | 400 | 14.5 | 2210 | 2.3 | 190 | 54 | 0 | 0.5 | 0.23 | 0 | 0 | 0 | 0 | 0 | 0 |  |  |  |  | 70.3311 | 67.306 | 2.198% |  | 84.03% | 2.186% | 13.78% | 0.64435 | 0.8403 | 75.11% | 12.57% | 12.32% | 0.57592 | 0.75106 | 100% | 0% | 0% | 0.5774 | 1 | 90.06% | 7.742% | 2.2% | 0.5454 | 0.90057 | 37.85% | 29.96% | 32.19% | 0.59023 | 0.37847 | 3.9377 | 2.2 | 0.15464 | 0.44186 | 235.1411 | 1013.4244
MC-1 29/10/1982 1600 | [5 empty] | 0 |  |  |  | 1190 | 99 | 59 |  | 400 |  | 1830 | [15 empty] | 0 | 0 | 0 |  | 0 | 0 | 0 | 1190 | 99 | 59 | 0 | 400 | 0 | 1830 | 0 | 0 | 0 | 0 | 0 | 0 | 0 | 0 | 0 | 0 | 0 | 0 |  |  |  |  | 57.2405 | 51.6243 | 5.159% |  | 100% | 0% | 0% | 0.5774 | 1 | 100% | 0% | 0% | 0.5774 | 1 | #DIV/0! | #DIV/0! | #DIV/0! | #DIV/0! | -1 | 100% | 0% | 0% | 0.5774 | 1 | 54.59% | 45.41% | 0% | 0.31519 | 0.54587 | -99 | 2.2204 | 0 | 0.45413 | 235.1411 | 1013.4244
MC-1 30/10/1982 0800 | [5 empty] | 0 |  | 8.6 | 3.4 | 1310 | 101 | 74 | 4.6 | 290 | 13.7 | 2020 | 2 | 170 | 51 |  | -0.5 | 0.2 | [9 empty] | 0 | 0 | 0 |  | 0 | 8.6 | 3.4 | 1310 | 101 | 74 | 4.6 | 290 | 13.7 | 2020 | 2 | 170 | 51 | 0 | 0.5 | 0.2 | 0 | 0 | 0 | 0 | 0 | 0 |  |  |  |  | 64.1563 | 61.4648 | 2.143% |  | 83.73% | 2.073% | 14.2% | 0.64739 | 0.83731 | 74.75% | 12.58% | 12.67% | 0.57792 | 0.74746 | 100% | 0% | 0% | 0.5774 | 1 | 90.14% | 7.586% | 2.276% | 0.54674 | 0.90138 | 29.34% | 22.62% | 48.04% | 0.7241 | 0.29341 | 3.3459 | 2.1394 | 0.38333 | 0.43534 | 207.9701 | 888.4488
MC-1 30/10/1982 2400 | [5 empty] | 0 |  | 8.4 | 3.6 | 1420 | 106 | 64 | 20 | 330 | 15 | 2210 | 2.6 | 190 | 63 |  | -0.5 | 0.18 | [9 empty] | 0 | 0 | 0 |  | 0 | 8.4 | 3.6 | 1420 | 106 | 64 | 20 | 330 | 15 | 2210 | 2.6 | 190 | 63 | 0 | 0.5 | 0.18 | 0 | 0 | 0 | 0 | 0 | 0 |  |  |  |  | 69.8657 | 67.4693 | 1.745% |  | 83.4% | 2.453% | 14.15% | 0.64493 | 0.83396 | 75.04% | 12.22% | 12.73% | 0.58033 | 0.75042 | 100% | 0% | 0% | 0.5774 | 1 | 89.73% | 7.714% | 2.558% | 0.54762 | 0.89728 | 20.43% | 15.25% | 64.33% | 0.86073 | 0.20425 | 2.7496 | 2.2444 | 0.75758 | 0.42742 | 218.3839 | 935.7604
MC-1 30/10/1982 1600 | [5 empty] | 0 |  |  |  | 1330 | 104 | 87 |  | 380 |  | 2070 | [15 empty] | 0 | 0 | 0 |  | 0 | 0 | 0 | 1330 | 104 | 87 | 0 | 380 | 0 | 2070 | 0 | 0 | 0 | 0 | 0 | 0 | 0 | 0 | 0 | 0 | 0 | 0 |  |  |  |  | 64.8556 | 58.3947 | 5.242% |  | 100% | 0% | 0% | 0.5774 | 1 | 100% | 0% | 0% | 0.5774 | 1 | #DIV/0! | #DIV/0! | #DIV/0! | #DIV/0! | -1 | 100% | 0% | 0% | 0.5774 | 1 | 56.12% | 43.88% | 0% | 0.32403 | 0.56118 | -99 | 2.0945 | 0 | 0.43882 | 230.4915 | 991.6575
MC-1 31/10/1982 0830 | [5 empty] | 0 |  | 8.1 | 3.9 | 1480 | 126 | 65 | 23 | 330 | 15.4 | 2270 | 2.8 | 170 | 61 |  | -0.5 | 0.32 | [9 empty] | 0 | 0 | 0 |  | 0 | 8.1 | 3.9 | 1480 | 126 | 65 | 23 | 330 | 15.4 | 2270 | 2.8 | 170 | 61 | 0 | 0.5 | 0.32 | 0 | 0 | 0 | 0 | 0 | 0 |  |  |  |  | 73.3271 | 68.7233 | 3.241% |  | 83.3% | 2.569% | 14.13% | 0.64413 | 0.83303 | 74.55% | 12.81% | 12.64% | 0.57644 | 0.74548 | 100% | 0% | 0% | 0.5774 | 1 | 90.76% | 6.797% | 2.439% | 0.55223 | 0.90764 | 19.64% | 16.72% | 63.64% | 0.84825 | 0.1964 | 2.839 | 2.3878 | 0.77966 | 0.45985 | 218.3839 | 935.7604
MC-1 06/11/1982 1200 | [5 empty] | 0 |  |  |  | 1050 | 76 | 41 |  | 310 |  | 1660 | [15 empty] | 0 | 0 | 0 |  | 0 | 0 | 0 | 1050 | 76 | 41 | 0 | 310 | 0 | 1660 | 0 | 0 | 0 | 0 | 0 | 0 | 0 | 0 | 0 | 0 | 0 | 0 |  |  |  |  | 49.6642 | 46.8286 | 2.939% |  | 100% | 0% | 0% | 0.5774 | 1 | 100% | 0% | 0% | 0.5774 | 1 | #DIV/0! | #DIV/0! | #DIV/0! | #DIV/0! | -1 | 100% | 0% | 0% | 0.5774 | 1 | 58.01% | 41.99% | 0% | 0.33496 | 0.58011 | -99 | 2.1488 | 0 | 0.41989 | 213.2757 | 912.4743
MC-1 07/11/1982 1200 | [5 empty] | 0 |  | 8.4 | 3.3 | 1190 | 97 | 41 | 1.2 | 360 | 12.6 | 1940 | 1.9 | 150 | 43 |  | -0.5 | 0.79 | [9 empty] | 0 | 0 | 0 |  | 0 | 8.4 | 3.3 | 1190 | 97 | 41 | 1.2 | 360 | 12.6 | 1940 | 1.9 | 150 | 43 | 0 | 0.5 | 0.79 | 0 | 0 | 0 | 0 | 0 | 0 |  |  |  |  | 56.8932 | 58.6552 | -1.525% |  | 84.26% | 2.063% | 13.68% | 0.64447 | 0.84256 | 75.05% | 12.77% | 12.19% | 0.57404 | 0.75048 | 100% | 0% | 0% | 0.5774 | 1 | 90.95% | 7.032% | 2.016% | 0.54843 | 0.90952 | 36.55% | 29.8% | 33.65% | 0.59962 | 0.36554 | 3.8944 | 2.3608 | 0.22642 | 0.44907 | 225.7444 | 969.6142
MC-1 08/11/1982 1200 | [5 empty] | 0 |  |  |  | 1270 | 98 | 40 |  | 370 |  | 2010 | [15 empty] | 0 | 0 | 0 |  | 0 | 0 | 0 | 1270 | 98 | 40 | 0 | 370 | 0 | 2010 | 0 | 0 | 0 | 0 | 0 | 0 | 0 | 0 | 0 | 0 | 0 | 0 |  |  |  |  | 59.7469 | 56.7021 | 2.615% |  | 100% | 0% | 0% | 0.5774 | 1 | 100% | 0% | 0% | 0.5774 | 1 | #DIV/0! | #DIV/0! | #DIV/0! | #DIV/0! | -1 | 100% | 0% | 0% | 0.5774 | 1 | 56.44% | 43.56% | 0% | 0.32591 | 0.56444 | -99 | 2.3804 | 0 | 0.43556 | 228.1317 | 980.6779
MC-1 09/11/1982 1200 | [5 empty] | 0 |  | 8.2 | 3.2 | 1170 | 95 | 37 | 1.2 | 340 | 11.9 | 1870 | 1.8 | 130 | 46 |  | -0.5 | 0.85 | [9 empty] | 0 | 0 | 0 |  | 0 | 8.2 | 3.2 | 1170 | 95 | 37 | 1.2 | 340 | 11.9 | 1870 | 1.8 | 130 | 46 | 0 | 0.5 | 0.85 | 0 | 0 | 0 | 0 | 0 | 0 |  |  |  |  | 55.758 | 56.308 | -0.4907% |  | 84.52% | 2.034% | 13.45% | 0.64328 | 0.8452 | 75.18% | 12.86% | 11.96% | 0.57217 | 0.75176 | 100% | 0% | 0% | 0.5774 | 1 | 91.4% | 6.354% | 2.248% | 0.55369 | 0.91398 | 36.39% | 29.54% | 34.07% | 0.60348 | 0.36387 | 3.8763 | 2.3872 | 0.2449 | 0.44811 | 220.8739 | 947.1715
MC-1 10/11/1982 1213 | [5 empty] | 0 |  |  |  | 1420 | 112 | 44 |  | 400 |  | 2200 | [15 empty] | 0 | 0 | 0 |  | 0 | 0 | 0 | 1420 | 112 | 44 | 0 | 400 | 0 | 2200 | 0 | 0 | 0 | 0 | 0 | 0 | 0 | 0 | 0 | 0 | 0 | 0 |  |  |  |  | 66.8294 | 62.062 | 3.699% |  | 100% | 0% | 0% | 0.5774 | 1 | 100% | 0% | 0% | 0.5774 | 1 | #DIV/0! | #DIV/0! | #DIV/0! | #DIV/0! | -1 | 100% | 0% | 0% | 0.5774 | 1 | 55.91% | 44.09% | 0% | 0.3228 | 0.55906 | -99 | 2.455 | 0 | 0.44094 | 235.1411 | 1013.4244
MC-1 11/11/1982 0715 | [5 empty] | 0 |  | 8.3 | 3.3 | 1210 | 100 | 37 | 1.2 | 370 | 12.8 | 1990 | 1.9 | 140 | 45 |  | -0.5 | 1 | [9 empty] | 0 | 0 | 0 |  | 0 | 8.3 | 3.3 | 1210 | 100 | 37 | 1.2 | 370 | 12.8 | 1990 | 1.9 | 140 | 45 | 0 | 0.5 | 1 | 0 | 0 | 0 | 0 | 0 | 0 |  |  |  |  | 57.6403 | 59.8903 | -1.914% |  | 84.41% | 2.015% | 13.57% | 0.64413 | 0.84411 | 75.38% | 12.5% | 12.12% | 0.5752 | 0.75379 | 100% | 0% | 0% | 0.5774 | 1 | 91.49% | 6.437% | 2.069% | 0.55218 | 0.91494 | 36.61% | 30.25% | 33.14% | 0.59404 | 0.36606 | 3.9208 | 2.4318 | 0.2449 | 0.45249 | 228.1317 | 980.6779
MC-1 11/11/1982 0945 | [5 empty] | 0 |  | 8.3 | 3.5 | 1220 | 100 | 37 | 1.3 | 390 | 13.4 | 2030 | 2 | 130 | 48 |  | -0.5 | 1 | [9 empty] | 0 | 0 | 0 |  | 0 | 8.3 | 3.5 | 1220 | 100 | 37 | 1.3 | 390 | 13.4 | 2030 | 2 | 130 | 48 | 0 | 0.5 | 1 | 0 | 0 | 0 | 0 | 0 | 0 |  |  |  |  | 58.1123 | 60.8649 | -2.314% |  | 84.06% | 2.07% | 13.87% | 0.64553 | 0.84058 | 74.77% | 12.89% | 12.34% | 0.5742 | 0.7477 | 100% | 0% | 0% | 0.5774 | 1 | 91.94% | 5.888% | 2.174% | 0.55595 | 0.91938 | 36.31% | 29.76% | 33.93% | 0.60145 | 0.36308 | 3.8861 | 2.4318 | 0.26 | 0.45045 | 232.8269 | 1002.568
MC-1 11/11/1982 0945 | [5 empty] | 0 |  | 8.3 | 3.3 | 1180 | 96 | 36 | 1.2 | 360 | 12.2 | 1940 | 1.9 | 130 | 45 |  | 0.5 | 0.88 | [9 empty] | 0 | 0 | 0 |  | 0 | 8.3 | 3.3 | 1180 | 96 | 36 | 1.2 | 360 | 12.2 | 1940 | 1.9 | 130 | 45 | 0 | 0.5 | 0.88 | 0 | 0 | 0 | 0 | 0 | 0 |  |  |  |  | 56.1831 | 58.2716 | -1.825% |  | 84.62% | 2.072% | 13.3% | 0.64224 | 0.84624 | 75.34% | 12.82% | 11.84% | 0.57178 | 0.7534 | 100% | 0% | 0% | 0.5774 | 1 | 91.73% | 6.147% | 2.128% | 0.55419 | 0.91726 | 36.47% | 29.67% | 33.86% | 0.60154 | 0.36471 | 3.8854 | 2.4082 | 0.25 | 0.4486 | 225.7444 | 969.6142
MC-1 15/11/1982 1200 | [5 empty] | 0 |  | 8.1 | 1.9 | 750 | 61 | 36 | 1.7 | 220 | 8.1 | 1210 | 1.3 | 86 | 46 |  | -0.5 | 0.49 | [9 empty] | 0 | 0 | 0 |  | 0 | 8.1 | 1.9 | 750 | 61 | 36 | 1.7 | 220 | 8.1 | 1210 | 1.3 | 86 | 46 | 0 | 0.5 | 0.49 | 0 | 0 | 0 | 0 | 0 | 0 |  |  |  |  | 36.4225 | 36.747 | -0.4434% |  | 83.74% | 2.249% | 14.01% | 0.64532 | 0.83737 | 75.51% | 11.86% | 12.64% | 0.58189 | 0.75507 | 100% | 0% | 0% | 0.5774 | 1 | 90.16% | 6.408% | 3.428% | 0.56019 | 0.90164 | 28.15% | 22.9% | 48.95% | 0.72774 | 0.28155 | 3.3402 | 2.0144 | 0.32075 | 0.44853 | 187.2921 | 796.0821
MC-1 19/11/1982 1100 | [5 empty] | 0 |  |  |  | 1240 | 99 | 39 |  | 360 |  | 2010 | [15 empty] | 0 | 0 | 0 |  | 0 | 0 | 0 | 1240 | 99 | 39 | 0 | 360 | 0 | 2010 | 0 | 0 | 0 | 0 | 0 | 0 | 0 | 0 | 0 | 0 | 0 | 0 |  |  |  |  | 58.4175 | 56.7021 | 1.49% |  | 100% | 0% | 0% | 0.5774 | 1 | 100% | 0% | 0% | 0.5774 | 1 | #DIV/0! | #DIV/0! | #DIV/0! | #DIV/0! | -1 | 100% | 0% | 0% | 0.5774 | 1 | 55.61% | 44.39% | 0% | 0.32107 | 0.55605 | -99 | 2.4002 | 0 | 0.44395 | 225.7444 | 969.6142
MC-1 20/11/1982 1100 | [5 empty] | 0 |  | 8.3 | 3.2 | 1270 | 100 | 37 | 1.2 | 360 | 13.1 | 1980 | 2 | 130 | 45 |  | -0.5 | 0.89 | [9 empty] | 0 | 0 | 0 |  | 0 | 8.3 | 3.2 | 1270 | 100 | 37 | 1.2 | 360 | 13.1 | 1980 | 2 | 130 | 45 | 0 | 0.5 | 0.89 | 0 | 0 | 0 | 0 | 0 | 0 |  |  |  |  | 60.2359 | 59.4052 | 0.6943% |  | 83.99% | 2.121% | 13.89% | 0.64535 | 0.83987 | 75.36% | 12.18% | 12.46% | 0.57904 | 0.75357 | 100% | 0% | 0% | 0.5774 | 1 | 91.88% | 6.032% | 2.088% | 0.55462 | 0.91879 | 37.74% | 29.71% | 32.55% | 0.59374 | 0.37736 | 3.9208 | 2.4318 | 0.2449 | 0.44053 | 225.7444 | 969.6142
MC-1 21/11/1982 1100 | [5 empty] | 0 |  |  |  | 1240 | 95 | 36 |  | 360 |  | 1990 | [15 empty] | 0 | 0 | 0 |  | 0 | 0 | 0 | 1240 | 95 | 36 | 0 | 360 | 0 | 1990 | 0 | 0 | 0 | 0 | 0 | 0 | 0 | 0 | 0 | 0 | 0 | 0 |  |  |  |  | 58.1655 | 56.1379 | 1.774% |  | 100% | 0% | 0% | 0.5774 | 1 | 100% | 0% | 0% | 0.5774 | 1 | #DIV/0! | #DIV/0! | #DIV/0! | #DIV/0! | -1 | 100% | 0% | 0% | 0.5774 | 1 | 56.62% | 43.38% | 0% | 0.32693 | 0.56621 | -99 | 2.3991 | 0 | 0.43379 | 225.7444 | 969.6142
MC-1 23/11/1982 1100 | [5 empty] | 0 |  | 8.3 | 3.2 | 1270 | 100 | 36 | 1.3 | 360 | 12.8 | 1970 | 2 | 130 | 44 |  | -0.5 | 1 | [9 empty] | 0 | 0 | 0 |  | 0 | 8.3 | 3.2 | 1270 | 100 | 36 | 1.3 | 360 | 12.8 | 1970 | 2 | 130 | 44 | 0 | 0.5 | 1 | 0 | 0 | 0 | 0 | 0 | 0 |  |  |  |  | 60.1942 | 59.1067 | 0.9115% |  | 84.19% | 2.137% | 13.68% | 0.64401 | 0.84188 | 75.48% | 12.26% | 12.26% | 0.57739 | 0.75479 | 100% | 0% | 0% | 0.5774 | 1 | 91.88% | 6.063% | 2.052% | 0.55424 | 0.91884 | 37.24% | 29.32% | 33.43% | 0.6011 | 0.37241 | 3.8861 | 2.4437 | 0.26531 | 0.44053 | 225.7444 | 969.6142
MC-1 23/11/1982 1400 | [5 empty] | 0 |  | 7 | 2.4 | 940 | 75 | 27 | 0.9 | 260 | 10.3 | 1490 | 1.5 | 96.8 | 54 |  | 1 | 0.65 | [9 empty] | 0 | 0 | 0 |  | 0 | 7 | 2.4 | 940 | 75 | 27 | 0.9 | 260 | 10.3 | 1490 | 1.5 | 96.8 | 54 | 0 | 1 | 0.65 | 0 | 0 | 0 | 0 | 0 | 0 |  |  |  |  | 44.6305 | 45.0123 | -0.4259% |  | 83.47% | 2.101% | 14.43% | 0.64855 | 0.83473 | 74.97% | 12.08% | 12.96% | 0.58247 | 0.74969 | 100% | 0% | 0% | 0.5774 | 1 | 90.81% | 5.9% | 3.291% | 0.56234 | 0.90809 | 35.62% | 28.42% | 35.95% | 0.62084 | 0.35624 | 3.7959 | 2.3188 | 0.25 | 0.44379 | 199.5634 | 850.676
MC-1 24/11/1982 1100 | [5 empty] | 0 |  |  |  | 1260 | 103 | 37 |  | 360 |  | 1990 | [15 empty] | 0 | 0 | 0 |  | 0 | 0 | 0 | 1260 | 103 | 37 | 0 | 360 | 0 | 1990 | 0 | 0 | 0 | 0 | 0 | 0 | 0 | 0 | 0 | 0 | 0 | 0 |  |  |  |  | 59.29 | 56.1379 | 2.731% |  | 100% | 0% | 0% | 0.5774 | 1 | 100% | 0% | 0% | 0.5774 | 1 | #DIV/0! | #DIV/0! | #DIV/0! | #DIV/0! | -1 | 100% | 0% | 0% | 0.5774 | 1 | 55.02% | 44.98% | 0% | 0.3177 | 0.55022 | -99 | 2.4575 | 0 | 0.44978 | 225.7444 | 969.6142
MC-1 28/11/1982am | [5 empty] | 0 |  | 8.3 | 3.3 | 1280 | 93 | 36 | 1.3 | 370 | 13.3 | 1990 | 2 | 140 | 39 |  | -0.5 | 0.88 | [9 empty] | 0 | 0 | 0 |  | 0 | 8.3 | 3.3 | 1280 | 93 | 36 | 1.3 | 370 | 13.3 | 1990 | 2 | 140 | 39 | 0 | 0.5 | 0.88 | 0 | 0 | 0 | 0 | 0 | 0 |  |  |  |  | 60.4646 | 59.7972 | 0.555% |  | 83.88% | 2.107% | 14.01% | 0.64614 | 0.83878 | 75.02% | 12.44% | 12.54% | 0.57793 | 0.75024 | 100% | 0% | 0% | 0.5774 | 1 | 91.75% | 6.455% | 1.798% | 0.55051 | 0.91747 | 38.21% | 27.76% | 34.03% | 0.61359 | 0.38207 | 3.823 | 2.3807 | 0.26531 | 0.42081 | 228.1317 | 980.6779
MC-1 01/12/1982pm | [5 empty] | 0 |  | 8.3 | 3.3 | 1280 | 93 | 37.1 | 1.4 | 390 | 13.3 | 1990 | 2 | 130 | 40 |  | -0.5 | 0.88 | [9 empty] | 0 | 0 | 0 |  | 0 | 8.3 | 3.3 | 1280 | 93 | 37.1 | 1.4 | 390 | 13.3 | 1990 | 2 | 130 | 40 | 0 | 0.5 | 0.88 | 0 | 0 | 0 | 0 | 0 | 0 |  |  |  |  | 60.5278 | 59.6054 | 0.7678% |  | 83.88% | 2.107% | 14.01% | 0.64614 | 0.83878 | 75.02% | 12.44% | 12.54% | 0.57793 | 0.75024 | 100% | 0% | 0% | 0.5774 | 1 | 92.13% | 6.019% | 1.852% | 0.55334 | 0.9213 | 37.72% | 27.41% | 34.87% | 0.62045 | 0.37722 | 3.7908 | 2.3676 | 0.27397 | 0.42081 | 232.8269 | 1002.568
MC-1 06/12/1982 1400 | [5 empty] | 0 |  | 8.2 | 3.3 | 1270 | 93 | 36.5 | 1.4 | 370 | 13.5 | 1990 | 2 | 140 | 41 |  | -0.5 | 0.87 | [9 empty] | 0 | 0 | 0 |  | 0 | 8.2 | 3.3 | 1270 | 93 | 36.5 | 1.4 | 370 | 13.5 | 1990 | 2 | 140 | 41 | 0 | 0.5 | 0.87 | 0 | 0 | 0 | 0 | 0 | 0 |  |  |  |  | 60.0628 | 59.83 | 0.1942% |  | 83.7% | 2.103% | 14.2% | 0.64721 | 0.83701 | 74.88% | 12.42% | 12.7% | 0.57902 | 0.74882 | 100% | 0% | 0% | 0.5774 | 1 | 91.66% | 6.449% | 1.889% | 0.55107 | 0.91663 | 37.54% | 27.49% | 34.97% | 0.62058 | 0.37538 | 3.7908 | 2.3747 | 0.27723 | 0.42273 | 228.1317 | 980.6779
MC-1 09/12/1982 1400 | [5 empty] | 0 |  | 8.3 | 3.2 | 1260 | 92 | 36.5 | 1.4 | 380 | 13.8 | 2000 | 2 | 140 | 37 |  | -0.5 | 1 | [9 empty] | 0 | 0 | 0 |  | 0 | 8.3 | 3.2 | 1260 | 92 | 36.5 | 1.4 | 380 | 13.8 | 2000 | 2 | 140 | 37 | 0 | 0.5 | 1 | 0 | 0 | 0 | 0 | 0 | 0 |  |  |  |  | 59.5878 | 60.0465 | -0.3834% |  | 83.51% | 2.088% | 14.41% | 0.64851 | 0.83507 | 75.05% | 12.01% | 12.95% | 0.5828 | 0.75047 | 100% | 0% | 0% | 0.5774 | 1 | 91.87% | 6.431% | 1.7% | 0.55008 | 0.9187 | 37.46% | 27.35% | 35.18% | 0.62255 | 0.37464 | 3.7814 | 2.3653 | 0.27723 | 0.42202 | 230.4915 | 991.6575
MC-1 12/12/1982 1000 | [5 empty] | 0 |  | 8.3 | 3.3 | 1260 | 93 | 36 | 1.4 | 380 | 13.4 | 2080 | 2 | 140 | 39 |  | -0.5 | 0.96 | [9 empty] | 0 | 0 | 0 |  | 0 | 8.3 | 3.3 | 1260 | 93 | 36 | 1.4 | 380 | 13.4 | 2080 | 2 | 140 | 39 | 0 | 0.5 | 0.96 | 0 | 0 | 0 | 0 | 0 | 0 |  |  |  |  | 59.6029 | 62.3361 | -2.241% |  | 84.38% | 2.028% | 13.59% | 0.64414 | 0.84381 | 75.77% | 12.02% | 12.2% | 0.57844 | 0.75774 | 100% | 0% | 0% | 0.5774 | 1 | 92.08% | 6.197% | 1.726% | 0.55158 | 0.92076 | 37.35% | 27.57% | 35.08% | 0.62071 | 0.37353 | 3.7908 | 2.3807 | 0.28 | 0.42466 | 230.4915 | 991.6575
MC-1 15/12/1982 0900 | [5 empty] | 0 |  | 8.4 | 3.3 | 1270 | 92 | 35.5 | 1.4 | 380 | 13.8 | 1990 | 2 | 140 | 38 |  | -0.5 | 0.96 | [9 empty] | 0 | 0 | 0 |  | 0 | 8.4 | 3.3 | 1270 | 92 | 35.5 | 1.4 | 380 | 13.8 | 1990 | 2 | 140 | 38 | 0 | 0.5 | 0.96 | 0 | 0 | 0 | 0 | 0 | 0 |  |  |  |  | 59.9873 | 59.7808 | 0.1725% |  | 83.44% | 2.096% | 14.47% | 0.6488 | 0.83438 | 74.67% | 12.38% | 12.95% | 0.58064 | 0.74672 | 100% | 0% | 0% | 0.5774 | 1 | 91.79% | 6.458% | 1.753% | 0.55023 | 0.9179 | 37.65% | 27.27% | 35.08% | 0.62242 | 0.3765 | 3.7814 | 2.3773 | 0.28283 | 0.42009 | 230.4915 | 991.6575
MC-1 19/12/1982 0900 | [5 empty] | 0 |  | 8.3 | 3.4 | 1280 | 93 | 36 | 1.4 | 370 | 13.6 | 1990 | 2 | 140 | 38 |  | -0.5 | 0.93 | [9 empty] | 0 | 0 | 0 |  | 0 | 8.3 | 3.4 | 1280 | 93 | 36 | 1.4 | 370 | 13.6 | 1990 | 2 | 140 | 38 | 0 | 0.5 | 0.93 | 0 | 0 | 0 | 0 | 0 | 0 |  |  |  |  | 60.4873 | 59.7808 | 0.5874% |  | 83.61% | 2.101% | 14.29% | 0.64774 | 0.83613 | 74.53% | 12.73% | 12.73% | 0.57739 | 0.74532 | 100% | 0% | 0% | 0.5774 | 1 | 91.79% | 6.458% | 1.753% | 0.55023 | 0.9179 | 37.72% | 27.41% | 34.87% | 0.62045 | 0.37722 | 3.7908 | 2.3807 | 0.28 | 0.42081 | 228.1317 | 980.6779
MC-1 23/12/1982 0900 | [5 empty] | 0 |  | 8.3 | 3.2 | 1310 | 110 | 36 | 1.6 | 390 | 14 | 2000 | 2.1 | 130 | 44 |  | -0.5 | 0.85 | [9 empty] | 0 | 0 | 0 |  | 0 | 8.3 | 3.2 | 1310 | 110 | 36 | 1.6 | 390 | 14 | 2000 | 2.1 | 130 | 44 | 0 | 0.5 | 0.85 | 0 | 0 | 0 | 0 | 0 | 0 |  |  |  |  | 62.2146 | 59.9583 | 1.847% |  | 83.25% | 2.185% | 14.57% | 0.64888 | 0.83247 | 74.91% | 11.99% | 13.11% | 0.58387 | 0.74906 | 100% | 0% | 0% | 0.5774 | 1 | 92% | 5.98% | 2.024% | 0.55456 | 0.91996 | 35.65% | 29.93% | 34.42% | 0.60328 | 0.35647 | 3.8787 | 2.5265 | 0.30769 | 0.45643 | 232.8269 | 1002.568
MC-1 26/12/1982 1200 | [5 empty] | 0 |  | 8.3 | 3.3 | 1290 | 110 | 37 | 1.5 | 370 | 13.4 | 1990 | 2.1 | 130 | 44 |  | -0.5 | 1 | [9 empty] | 0 | 0 | 0 |  | 0 | 8.3 | 3.3 | 1290 | 110 | 37 | 1.5 | 370 | 13.4 | 1990 | 2.1 | 130 | 44 | 0 | 0.5 | 1 | 0 | 0 | 0 | 0 | 0 | 0 |  |  |  |  | 61.4007 | 59.6762 | 1.424% |  | 83.7% | 2.208% | 14.09% | 0.64599 | 0.83701 | 74.95% | 12.43% | 12.62% | 0.57847 | 0.74953 | 100% | 0% | 0% | 0.5774 | 1 | 91.96% | 6.007% | 2.033% | 0.55445 | 0.91959 | 35.69% | 30.43% | 33.88% | 0.59729 | 0.35687 | 3.9067 | 2.5146 | 0.28846 | 0.46025 | 228.1317 | 980.6779
MC-1 29/12/1982 1200 | [5 empty] | 0 |  | 8.3 | 3.3 | 1290 | 113 | 46 | 1.4 | 370 | 13.6 | 2010 | 2.1 | 140 | 44 |  | -0.5 | 0.92 | [9 empty] | 0 | 0 | 0 |  | 0 | 8.3 | 3.3 | 1290 | 113 | 46 | 1.4 | 370 | 13.6 | 2010 | 2.1 | 140 | 44 | 0 | 0.5 | 0.92 | 0 | 0 | 0 | 0 | 0 | 0 |  |  |  |  | 61.9183 | 60.4486 | 1.201% |  | 83.66% | 2.185% | 14.15% | 0.64648 | 0.83663 | 75% | 12.31% | 12.69% | 0.57954 | 0.75 | 100% | 0% | 0% | 0.5774 | 1 | 91.61% | 6.381% | 2.005% | 0.55213 | 0.91613 | 35.8% | 31.36% | 32.84% | 0.58589 | 0.35801 | 3.96 | 2.4434 | 0.23333 | 0.46694 | 228.1317 | 980.6779
MC-1 02/01/1983 1600 | [5 empty] | 0 |  | 8.7 | 3.2 | 1290 | 110 | 37 | 1.4 | 380 | 13.6 | 1980 | 2.1 | 140 | 66 |  | -0.5 | 0.84 | [9 empty] | 0 | 0 | 0 |  | 0 | 8.7 | 3.2 | 1290 | 110 | 37 | 1.4 | 380 | 13.6 | 1980 | 2.1 | 140 | 66 | 0 | 0.5 | 0.84 | 0 | 0 | 0 | 0 | 0 | 0 |  |  |  |  | 61.378 | 59.9629 | 1.166% |  | 83.46% | 2.213% | 14.33% | 0.64736 | 0.83456 | 75% | 12.12% | 12.88% | 0.58176 | 0.75 | 100% | 0% | 0% | 0.5774 | 1 | 90.58% | 6.404% | 3.019% | 0.55785 | 0.90576 | 36.1% | 30.78% | 33.11% | 0.59081 | 0.36102 | 3.9367 | 2.5146 | 0.27451 | 0.46025 | 230.4915 | 991.6575
MC-1 05/01/1983 1300 | [5 empty] | 0 |  | 8.2 | 3.1 | 1270 | 112 | 36 | 1.4 | 380 | 14 | 1980 | 1.9 | 130 | 45 |  | -0.5 | 1.1 | [9 empty] | 0 | 0 | 0 |  | 0 | 8.2 | 3.1 | 1270 | 112 | 36 | 1.4 | 380 | 14 | 1980 | 1.9 | 130 | 45 | 0 | 0.5 | 1.1 | 0 | 0 | 0 | 0 | 0 | 0 |  |  |  |  | 60.4949 | 59.4 | 0.9132% |  | 83.28% | 1.998% | 14.72% | 0.65085 | 0.83281 | 75% | 11.74% | 13.26% | 0.58614 | 0.75 | 100% | 0% | 0% | 0.5774 | 1 | 91.88% | 6.032% | 2.088% | 0.55462 | 0.91879 | 35.54% | 31.34% | 33.11% | 0.58758 | 0.35542 | 3.9523 | 2.5421 | 0.28 | 0.46862 | 230.4915 | 991.6575
MC-1 09/01/1983 0900 | [5 empty] | 0 |  | 8.2 | 3.1 | 1270 | 118 | 36 | 1.4 | 370 | 13.5 | 1970 | 1.9 | 120 | 45 |  | -0.5 | 1 | [9 empty] | 0 | 0 | 0 |  | 0 | 8.2 | 3.1 | 1270 | 118 | 36 | 1.4 | 370 | 13.5 | 1970 | 1.9 | 120 | 45 | 0 | 0.5 | 1 | 0 | 0 | 0 | 0 | 0 | 0 |  |  |  |  | 60.6483 | 58.9097 | 1.454% |  | 83.65% | 2.017% | 14.33% | 0.64849 | 0.83652 | 75.26% | 11.84% | 12.89% | 0.58345 | 0.75263 | 100% | 0% | 0% | 0.5774 | 1 | 92.27% | 5.621% | 2.108% | 0.55711 | 0.92272 | 34.96% | 32.48% | 32.57% | 0.57788 | 0.34955 | 3.9976 | 2.5875 | 0.28 | 0.48163 | 228.1317 | 980.6779
MC-1 13/01/1983 1500 | [5 empty] | 0 |  | 8.2 | 3.1 | 1280 | 112 | 36 | 1.3 | 390 | 14 | 1990 | 2 | 120 | 45 |  | -0.5 | 0.92 | [9 empty] | 0 | 0 | 0 |  | 0 | 8.2 | 3.1 | 1280 | 112 | 36 | 1.3 | 390 | 14 | 1990 | 2 | 120 | 45 | 0 | 0.5 | 0.92 | 0 | 0 | 0 | 0 | 0 | 0 |  |  |  |  | 60.9216 | 59.4791 | 1.198% |  | 83.26% | 2.092% | 14.64% | 0.64986 | 0.83264 | 75.09% | 11.7% | 13.21% | 0.5861 | 0.75094 | 100% | 0% | 0% | 0.5774 | 1 | 92.34% | 5.568% | 2.088% | 0.5573 | 0.92343 | 36.16% | 31.64% | 32.21% | 0.58066 | 0.36156 | 3.9845 | 2.5421 | 0.26531 | 0.46667 | 232.8269 | 1002.568
MC-1 16/01/1983 1500 | [5 empty] | 0 |  | 8.2 | 3.2 | 1280 | 118 | 36 | 1.3 | 380 | 13.8 | 1990 | 2 | 120 | 45 |  | -0.5 | 1.1 | [9 empty] | 0 | 0 | 0 |  | 0 | 8.2 | 3.2 | 1280 | 118 | 36 | 1.3 | 380 | 13.8 | 1990 | 2 | 120 | 45 | 0 | 0.5 | 1.1 | 0 | 0 | 0 | 0 | 0 | 0 |  |  |  |  | 61.0895 | 59.4791 | 1.336% |  | 83.44% | 2.096% | 14.47% | 0.6488 | 0.83438 | 74.95% | 12.05% | 12.99% | 0.58282 | 0.74953 | 100% | 0% | 0% | 0.5774 | 1 | 92.34% | 5.568% | 2.088% | 0.5573 | 0.92343 | 35.55% | 32.78% | 31.67% | 0.57098 | 0.35554 | 4.0298 | 2.5875 | 0.26531 | 0.47967 | 230.4915 | 991.6575
MC-1 20/01/1983 1300 | [5 empty] | 0 |  | 8.3 | 3.1 | 1280 | 120 | 38 | 1.3 | 360 | 13.9 | 1960 | 1.9 | 120 | 45 |  | -0.5 | 1.1 | [9 empty] | 0 | 0 | 0 |  | 0 | 8.3 | 3.1 | 1280 | 120 | 38 | 1.3 | 360 | 13.9 | 1960 | 1.9 | 120 | 45 | 0 | 0.5 | 1.1 | 0 | 0 | 0 | 0 | 0 | 0 |  |  |  |  | 61.226 | 58.6276 | 2.168% |  | 83.23% | 2.017% | 14.76% | 0.65094 | 0.83227 | 74.88% | 11.84% | 13.28% | 0.58566 | 0.74881 | 100% | 0% | 0% | 0.5774 | 1 | 92.24% | 5.647% | 2.118% | 0.55702 | 0.92235 | 35.36% | 33.15% | 31.5% | 0.56783 | 0.35357 | 4.0444 | 2.5786 | 0.2549 | 0.48387 | 225.7444 | 969.6142
MC-1 30/01/1983 0900 | [5 empty] | 0 |  | 8.4 | 3.3 | 1380 | 125 | 45 | 1.2 | 350 | 15 | 2100 | 2.1 | 130 | 47 |  | -0.5 | 1.1 | [9 empty] | 0 | 0 | 0 |  | 0 | 8.4 | 3.3 | 1380 | 125 | 45 | 1.2 | 350 | 15 | 2100 | 2.1 | 130 | 47 | 0 | 0.5 | 1.1 | 0 | 0 | 0 | 0 | 0 | 0 |  |  |  |  | 66.0737 | 62.8285 | 2.518% |  | 83.09% | 2.077% | 14.84% | 0.65106 | 0.83086 | 74.87% | 11.76% | 13.37% | 0.58665 | 0.74866 | 100% | 0% | 0% | 0.5774 | 1 | 92.23% | 5.709% | 2.064% | 0.55635 | 0.92227 | 37.04% | 33.55% | 29.4% | 0.55342 | 0.37043 | 4.1146 | 2.5406 | 0.21053 | 0.47529 | 223.3263 | 958.4506
MC-1 02/02/1983 1200 | [5 empty] | 0 |  | 8.6 | 3.9 | 1520 | 117 | 58 | 0.7 | 390 | 15.1 | 2280 | 2.5 | 130 | 8.6 |  | -0.5 | 1.1 | [9 empty] | 0 | 0 | 0 |  | 0 | 8.6 | 3.9 | 1520 | 117 | 58 | 0.7 | 390 | 15.1 | 2280 | 2.5 | 130 | 8.6 | 0 | 0.5 | 1.1 | 0 | 0 | 0 | 0 | 0 | 0 |  |  |  |  | 72.6532 | 67.298 | 3.827% |  | 83.82% | 2.298% | 13.88% | 0.64425 | 0.83824 | 74.82% | 12.8% | 12.39% | 0.57502 | 0.74815 | 100% | 0% | 0% | 0.5774 | 1 | 94.27% | 5.375% | 0.3556% | 0.54842 | 0.94269 | 43.1% | 33.18% | 23.72% | 0.5228 | 0.431 | 4.2913 | 2.3729 | 0.10769 | 0.43494 | 232.8269 | 1002.568
MC-1 06/02/1983 1730 | [5 empty] | 0 |  | 8.5 | 3.4 | 1360 | 106 | 52 | 0.4 | 350 | 13.6 | 1930 | 2.2 | 140 | 38 |  | -0.5 | 1 | [9 empty] | 0 | 0 | 0 |  | 0 | 8.5 | 3.4 | 1360 | 106 | 52 | 0.4 | 350 | 13.6 | 1930 | 2.2 | 140 | 38 | 0 | 0.5 | 1 | 0 | 0 | 0 | 0 | 0 | 0 |  |  |  |  | 65.0158 | 58.0987 | 5.618% |  | 83.01% | 2.366% | 14.62% | 0.64816 | 0.83011 | 73.95% | 13.03% | 13.03% | 0.57739 | 0.73946 | 100% | 0% | 0% | 0.5774 | 1 | 91.56% | 6.641% | 1.803% | 0.54946 | 0.91556 | 44.55% | 34.73% | 20.72% | 0.49651 | 0.44554 | 4.4486 | 2.3346 | 0.071429 | 0.43802 | 223.3263 | 958.4506
MC-1 09/02/1983 1500 | [5 empty] | 0 |  | 7.1 | 3.2 | 1180 | 97 | 55 | 3.8 | 360 | 12.7 | 1870 | 1.9 | 120 | 126 |  | -0.5 | 1 | [9 empty] | 0 | 0 | 0 |  | 0 | 7.1 | 3.2 | 1180 | 97 | 55 | 3.8 | 360 | 12.7 | 1870 | 1.9 | 120 | 126 | 0 | 0.5 | 1 | 0 | 0 | 0 | 0 | 0 | 0 |  |  |  |  | 57.3563 | 57.4163 | -0.05221% |  | 83.67% | 2.125% | 14.21% | 0.64714 | 0.83669 | 74.58% | 12.76% | 12.66% | 0.57681 | 0.74576 | 100% | 0% | 0% | 0.5774 | 1 | 88.37% | 5.671% | 5.955% | 0.57903 | 0.88374 | 28.78% | 23.66% | 47.55% | 0.7153 | 0.28785 | 3.3938 | 2.2332 | 0.4086 | 0.45116 | 225.7444 | 969.6142
MC-1 13/02/1983 2030 | [5 empty] | 0 |  | 8.6 | 3.7 | 1420 | 110 | 45 | 0.2 | 390 | 15.1 | 2220 | 2.3 | 140 | 40 |  | -0.5 | 1.1 | [9 empty] | 0 | 0 | 0 |  | 0 | 8.6 | 3.7 | 1420 | 110 | 45 | 0.2 | 390 | 15.1 | 2220 | 2.3 | 140 | 40 | 0 | 0.5 | 1.1 | 0 | 0 | 0 | 0 | 0 | 0 |  |  |  |  | 67.4056 | 66.3177 | 0.8136% |  | 83.62% | 2.166% | 14.22% | 0.64698 | 0.83616 | 74.81% | 12.47% | 12.72% | 0.57885 | 0.7481 | 100% | 0% | 0% | 0.5774 | 1 | 92.5% | 5.833% | 1.667% | 0.55334 | 0.925 | 47.86% | 37.07% | 15.07% | 0.45036 | 0.47856 | 4.7818 | 2.4296 | 0.042553 | 0.43651 | 232.8269 | 1002.568
MC-1 19/02/1983 1200 | [5 empty] | 0 |  | 8.4 | 3.6 | 1320 | 106 | 39 | 1.1 | 370 | 14 | 2090 | 2.2 | 150 | 42 |  | -0.5 | 1.1 | [9 empty] | 0 | 0 | 0 |  | 0 | 8.4 | 3.6 | 1320 | 106 | 39 | 1.1 | 370 | 14 | 2090 | 2.2 | 150 | 42 | 0 | 0.5 | 1.1 | 0 | 0 | 0 | 0 | 0 | 0 |  |  |  |  | 62.7135 | 62.8861 | -0.1374% |  | 83.77% | 2.204% | 14.03% | 0.64566 | 0.83768 | 74.64% | 12.86% | 12.5% | 0.57533 | 0.74643 | 100% | 0% | 0% | 0.5774 | 1 | 91.59% | 6.573% | 1.84% | 0.55007 | 0.91586 | 38.5% | 30.91% | 30.59% | 0.57548 | 0.38497 | 4.0092 | 2.4595 | 0.22 | 0.44538 | 228.1317 | 980.6779
MC-1 24/02/1983 0900 | [5 empty] | 0 |  | 8.4 | 3.6 | 1330 | 107 | 38 | 1.3 | 380 | 14.1 | 2100 | 2.2 | 140 | 35 |  | -0.5 | 1.1 | [9 empty] | 0 | 0 | 0 |  | 0 | 8.4 | 3.6 | 1330 | 107 | 38 | 1.3 | 380 | 14.1 | 2100 | 2.2 | 140 | 35 | 0 | 0.5 | 1.1 | 0 | 0 | 0 | 0 | 0 | 0 |  |  |  |  | 63.1406 | 62.8453 | 0.2345% |  | 83.75% | 2.193% | 14.06% | 0.64589 | 0.83749 | 74.67% | 12.8% | 12.53% | 0.57585 | 0.74667 | 100% | 0% | 0% | 0.5774 | 1 | 92.31% | 6.154% | 1.538% | 0.55075 | 0.92308 | 37.57% | 30.22% | 32.21% | 0.58881 | 0.37569 | 3.9448 | 2.479 | 0.2549 | 0.44583 | 230.4915 | 991.6575
MC-1 27/02/1983 0900 | [5 empty] | 0 |  | 8.4 | 3.6 | 1290 | 109 | 38 | 1.4 | 380 | 14 | 2080 | 2.1 | 160 | 35 |  | -0.5 | 1 | [9 empty] | 0 | 0 | 0 |  | 0 | 8.4 | 3.6 | 1290 | 109 | 38 | 1.4 | 380 | 14 | 2080 | 2.1 | 160 | 35 | 0 | 0.5 | 1 | 0 | 0 | 0 | 0 | 0 | 0 |  |  |  |  | 61.46 | 62.6922 | -0.9925% |  | 83.79% | 2.115% | 14.1% | 0.64658 | 0.83787 | 74.55% | 12.9% | 12.54% | 0.57532 | 0.74552 | 100% | 0% | 0% | 0.5774 | 1 | 91.43% | 7.033% | 1.538% | 0.54567 | 0.91429 | 36.2% | 30.59% | 33.21% | 0.59247 | 0.36203 | 3.9287 | 2.4951 | 0.26923 | 0.45798 | 230.4915 | 991.6575
MC-1 02/03/1983 1330 | [5 empty] | 0 |  | 8.4 | 3.4 | 1300 | 117 | 39 | 1.5 | 380 | 14.4 | 2060 | 2.8 | 130 | 33 |  | -0.5 | 1 | [9 empty] | 0 | 0 | 0 |  | 0 | 8.4 | 3.4 | 1300 | 117 | 39 | 1.5 | 380 | 14.4 | 2060 | 2.8 | 130 | 33 | 0 | 0.5 | 1 | 0 | 0 | 0 | 0 | 0 | 0 |  |  |  |  | 62.1289 | 61.5075 | 0.5026% |  | 82.73% | 2.811% | 14.46% | 0.64463 | 0.82731 | 74.64% | 12.32% | 13.04% | 0.58157 | 0.74638 | 100% | 0% | 0% | 0.5774 | 1 | 92.67% | 5.848% | 1.484% | 0.5522 | 0.92668 | 35.19% | 31.67% | 33.15% | 0.58592 | 0.35185 | 3.9603 | 2.5453 | 0.27778 | 0.47368 | 230.4915 | 991.6575
MC-1 06/03/1983 0900 | [5 empty] | 0 |  | 8.3 | 3.4 | 1330 | 116 | 39 | 1.5 | 370 | 14.3 | 2040 | 2.7 | 130 | 36 |  | -0.5 | 1 | [9 empty] | 0 | 0 | 0 |  | 0 | 8.3 | 3.4 | 1330 | 116 | 39 | 1.5 | 370 | 14.3 | 2040 | 2.7 | 130 | 36 | 0 | 0.5 | 1 | 0 | 0 | 0 | 0 | 0 | 0 |  |  |  |  | 63.4083 | 60.9872 | 1.946% |  | 82.76% | 2.738% | 14.5% | 0.64531 | 0.82759 | 74.52% | 12.42% | 13.06% | 0.58108 | 0.74521 | 100% | 0% | 0% | 0.5774 | 1 | 92.48% | 5.893% | 1.632% | 0.55279 | 0.92475 | 35.8% | 31.23% | 32.97% | 0.58743 | 0.35803 | 3.9528 | 2.5379 | 0.27778 | 0.46586 | 228.1317 | 980.6779
MC-1 09/03/1983 0900 | [5 empty] | 0 |  | 8.4 | 3.4 | 1320 | 114 | 39 | 1.5 | 370 | 14 | 2030 | 2.7 | 130 | 34 |  | -0.5 | 1 | [9 empty] | 0 | 0 | 0 |  | 0 | 8.4 | 3.4 | 1320 | 114 | 39 | 1.5 | 370 | 14 | 2030 | 2.7 | 130 | 34 | 0 | 0.5 | 1 | 0 | 0 | 0 | 0 | 0 | 0 |  |  |  |  | 62.9222 | 60.6723 | 1.82% |  | 82.94% | 2.758% | 14.3% | 0.64403 | 0.82942 | 74.63% | 12.5% | 12.87% | 0.57951 | 0.74632 | 100% | 0% | 0% | 0.5774 | 1 | 92.53% | 5.925% | 1.55% | 0.55213 | 0.92525 | 35.82% | 30.94% | 33.24% | 0.59065 | 0.35823 | 3.9377 | 2.5227 | 0.27778 | 0.46341 | 228.1317 | 980.6779
MC-1 13/03/1983 0900 | [5 empty] | 0 |  | 8.4 | 3.4 | 1320 | 109 | 40 | 1.4 | 380 | 13.9 | 2060 | 2.8 | 130 | 35 |  | -0.5 | 1 | [9 empty] | 0 | 0 | 0 |  | 0 | 8.4 | 3.4 | 1320 | 109 | 40 | 1.4 | 380 | 13.9 | 2060 | 2.8 | 130 | 35 | 0 | 0.5 | 1 | 0 | 0 | 0 | 0 | 0 | 0 |  |  |  |  | 62.836 | 61.5402 | 1.042% |  | 83.15% | 2.825% | 14.03% | 0.64206 | 0.83148 | 74.98% | 12.37% | 12.65% | 0.57896 | 0.74977 | 100% | 0% | 0% | 0.5774 | 1 | 92.58% | 5.843% | 1.573% | 0.55275 | 0.92584 | 36.74% | 30.33% | 32.93% | 0.59235 | 0.36736 | 3.9287 | 2.4728 | 0.25926 | 0.45228 | 230.4915 | 991.6575
MC-1 16/03/1983 0900 | [5 empty] | 0 |  | 8.4 | 3.3 | 1310 | 111 | 38 | 1.5 | 380 | 13.6 | 2050 | 2.7 | 130 | 34 |  | -0.5 | 1 | [9 empty] | 0 | 0 | 0 |  | 0 | 8.4 | 3.3 | 1310 | 111 | 38 | 1.5 | 380 | 13.6 | 2050 | 2.7 | 130 | 34 | 0 | 0.5 | 1 | 0 | 0 | 0 | 0 | 0 | 0 |  |  |  |  | 62.3461 | 61.2365 | 0.8979% |  | 83.42% | 2.747% | 13.84% | 0.64141 | 0.83418 | 75.37% | 12.13% | 12.5% | 0.57951 | 0.75368 | 100% | 0% | 0% | 0.5774 | 1 | 92.59% | 5.872% | 1.536% | 0.55236 | 0.92593 | 35.94% | 30.45% | 33.6% | 0.59554 | 0.35942 | 3.9146 | 2.5109 | 0.28302 | 0.45868 | 230.4915 | 991.6575
MC-1 20/03/1983 0900 | [5 empty] | 0 |  | 8.4 | 3.4 | 1280 | 110 | 39 | 1.5 | 380 | 14.5 | 2040 | 2.7 | 130 | 34 |  | -0.5 | 0.9 | [9 empty] | 0 | 0 | 0 |  | 0 | 8.4 | 3.4 | 1280 | 110 | 39 | 1.5 | 380 | 14.5 | 2040 | 2.7 | 130 | 34 | 0 | 0.5 | 0.9 | 0 | 0 | 0 | 0 | 0 | 0 |  |  |  |  | 61.0799 | 60.9544 | 0.1028% |  | 82.59% | 2.733% | 14.68% | 0.64635 | 0.82591 | 74.38% | 12.4% | 13.22% | 0.58212 | 0.74385 | 100% | 0% | 0% | 0.5774 | 1 | 92.56% | 5.898% | 1.543% | 0.55225 | 0.92559 | 35.51% | 30.52% | 33.98% | 0.59735 | 0.35509 | 3.9067 | 2.4917 | 0.27778 | 0.46218 | 230.4915 | 991.6575
MC-1 23/03/1983 0900 | [5 empty] | 0 |  | 8.4 | 3.4 | 1290 | 114 | 39 | 1.5 | 380 | 13.8 | 2040 | 2.7 | 130 | 34 |  | -0.5 | 1 | [9 empty] | 0 | 0 | 0 |  | 0 | 8.4 | 3.4 | 1290 | 114 | 39 | 1.5 | 380 | 13.8 | 2040 | 2.7 | 130 | 34 | 0 | 0.5 | 1 | 0 | 0 | 0 | 0 | 0 | 0 |  |  |  |  | 61.6172 | 60.9544 | 0.5407% |  | 83.18% | 2.752% | 14.07% | 0.64272 | 0.8318 | 74.86% | 12.48% | 12.66% | 0.57845 | 0.74862 | 100% | 0% | 0% | 0.5774 | 1 | 92.56% | 5.898% | 1.543% | 0.55225 | 0.92559 | 35.3% | 31.19% | 33.51% | 0.59076 | 0.35297 | 3.9377 | 2.5227 | 0.27778 | 0.46914 | 230.4915 | 991.6575
MC-1 27/03/1983 0900 | [5 empty] | 0 |  | 8.4 | 3.3 | 1310 | 113 | 40 | 1.5 | 370 | 14.6 | 2030 | 2.7 | 130 | 34 |  | -0.5 | 0.9 | [9 empty] | 0 | 0 | 0 |  | 0 | 8.4 | 3.3 | 1310 | 113 | 40 | 1.5 | 370 | 14.6 | 2030 | 2.7 | 130 | 34 | 0 | 0.5 | 0.9 | 0 | 0 | 0 | 0 | 0 | 0 |  |  |  |  | 62.4971 | 60.6723 | 1.482% |  | 82.44% | 2.741% | 14.82% | 0.64714 | 0.82437 | 74.5% | 12.11% | 13.39% | 0.5848 | 0.74495 | 100% | 0% | 0% | 0.5774 | 1 | 92.53% | 5.925% | 1.55% | 0.55213 | 0.92525 | 35.75% | 30.83% | 33.42% | 0.59229 | 0.35746 | 3.9301 | 2.5041 | 0.27273 | 0.46311 | 228.1317 | 980.6779
MC-1 30/03/1983 | [5 empty] | 0 |  | 8.5 | 3.4 | 1290 | 110 | 38.6 | 1.3 | 380 | 15 | 2060 | 2 | 140 | 40 |  | -0.5 | 0.8 | [9 empty] | 0 | 0 | 0 |  | 0 | 8.5 | 3.4 | 1290 | 110 | 38.6 | 1.3 | 380 | 15 | 2060 | 2 | 140 | 40 | 0 | 0.5 | 0.8 | 0 | 0 | 0 | 0 | 0 | 0 |  |  |  |  | 61.4785 | 61.7883 | -0.2513% |  | 82.9% | 2.012% | 15.09% | 0.6529 | 0.82897 | 74.23% | 12.25% | 13.51% | 0.58467 | 0.74234 | 100% | 0% | 0% | 0.5774 | 1 | 91.96% | 6.25% | 1.786% | 0.55162 | 0.91964 | 36.54% | 31.16% | 32.3% | 0.58394 | 0.36542 | 3.9688 | 2.4962 | 0.25194 | 0.46025 | 230.4915 | 991.6575
MC-1 03/04/1983 | [5 empty] | 0 |  | 8.5 | 3.5 | 1420 | 120 | 41.9 | 0.5 | 410 | 16 | 2230 | 2.2 | 140 | 42 |  | -0.5 | 0.9 | [9 empty] | 0 | 0 | 0 |  | 0 | 8.5 | 3.5 | 1420 | 120 | 41.9 | 0.5 | 410 | 16 | 2230 | 2.2 | 140 | 42 | 0 | 0.5 | 0.9 | 0 | 0 | 0 | 0 | 0 | 0 |  |  |  |  | 67.5024 | 66.6273 | 0.6525% |  | 83.05% | 2.048% | 14.9% | 0.65158 | 0.83054 | 74.83% | 11.74% | 13.42% | 0.58707 | 0.74832 | 100% | 0% | 0% | 0.5774 | 1 | 92.45% | 5.804% | 1.741% | 0.55394 | 0.92454 | 42.68% | 36.07% | 21.25% | 0.49184 | 0.4268 | 4.4594 | 2.5361 | 0.10661 | 0.45802 | 237.437 | 1024.2413
MC-1 06/04/1983 | [5 empty] | 0 |  | 8.4 | 3.5 | 1320 | 110 | 38.8 | 0.4 | 410 | 15 | 2130 | 2.2 | 130 | 42 |  | -0.5 | 0.7 | [9 empty] | 0 | 0 | 0 |  | 0 | 8.4 | 3.5 | 1320 | 110 | 38.8 | 0.4 | 410 | 15 | 2130 | 2.2 | 130 | 42 | 0 | 0.5 | 0.7 | 0 | 0 | 0 | 0 | 0 | 0 |  |  |  |  | 62.7338 | 63.5981 | -0.6841% |  | 83.2% | 2.148% | 14.65% | 0.64956 | 0.83203 | 74.61% | 12.26% | 13.13% | 0.58244 | 0.74606 | 100% | 0% | 0% | 0.5774 | 1 | 92.53% | 5.647% | 1.825% | 0.55533 | 0.92528 | 43.24% | 36.04% | 20.72% | 0.48894 | 0.43244 | 4.4807 | 2.494 | 0.093458 | 0.45455 | 237.437 | 1024.2413
MC-1 10/04/1983 | [5 empty] | 0 |  | 8.4 | 3.4 | 1320 | 110 | 37.6 | 1.4 | 310 | 14 | 2060 | 2 | 140 | 43 |  | -0.5 | 0.8 | [9 empty] | 0 | 0 | 0 |  | 0 | 8.4 | 3.4 | 1320 | 110 | 37.6 | 1.4 | 310 | 14 | 2060 | 2 | 140 | 43 | 0 | 0.5 | 0.8 | 0 | 0 | 0 | 0 | 0 | 0 |  |  |  |  | 62.7418 | 61.8375 | 0.7259% |  | 83.74% | 2.033% | 14.23% | 0.6478 | 0.8374 | 74.91% | 12.36% | 12.73% | 0.57949 | 0.74909 | 100% | 0% | 0% | 0.5774 | 1 | 91.84% | 6.242% | 1.917% | 0.55243 | 0.91841 | 36.63% | 30.53% | 32.84% | 0.5907 | 0.36634 | 3.9367 | 2.5076 | 0.27132 | 0.45455 | 213.2757 | 912.4743
MC-1 14/04/1983 | [5 empty] | 0 |  | 8.4 | 3.4 | 1310 | 120 | 36.2 | 1.5 | 370 | 14 | 2030 | 2 | 140 | 43 |  | -0.5 | 0.7 | [9 empty] | 0 | 0 | 0 |  | 0 | 8.4 | 3.4 | 1310 | 120 | 36.2 | 1.5 | 370 | 14 | 2030 | 2 | 140 | 43 | 0 | 0.5 | 0.7 | 0 | 0 | 0 | 0 | 0 | 0 |  |  |  |  | 62.5009 | 60.9912 | 1.223% |  | 83.54% | 2.058% | 14.4% | 0.64867 | 0.83539 | 74.63% | 12.5% | 12.87% | 0.57951 | 0.74632 | 100% | 0% | 0% | 0.5774 | 1 | 91.73% | 6.326% | 1.943% | 0.55209 | 0.91731 | 35.08% | 32.13% | 32.79% | 0.58119 | 0.35076 | 3.9823 | 2.5997 | 0.29297 | 0.47809 | 228.1317 | 980.6779
MC-1 18/04/1983 | [5 empty] | 0 |  | 8.4 | 3.3 | 1280 | 110 | 36.2 | 1.6 | 380 | 13 | 2040 | 2 | 140 | 43 |  | -0.5 | 0.8 | [9 empty] | 0 | 0 | 0 |  | 0 | 8.4 | 3.3 | 1280 | 110 | 36.2 | 1.6 | 380 | 13 | 2040 | 2 | 140 | 43 | 0 | 0.5 | 0.8 | 0 | 0 | 0 | 0 | 0 | 0 |  |  |  |  | 60.934 | 61.2733 | -0.2776% |  | 84.47% | 2.07% | 13.46% | 0.64314 | 0.84472 | 75.7% | 12.24% | 12.06% | 0.57632 | 0.75696 | 100% | 0% | 0% | 0.5774 | 1 | 91.77% | 6.298% | 1.934% | 0.5522 | 0.91768 | 35.12% | 30.18% | 34.7% | 0.60349 | 0.35117 | 3.8787 | 2.5241 | 0.30651 | 0.46218 | 230.4915 | 991.6575
MC-1 21/04/1983 | [5 empty] | 0 |  | 8.4 | 3.3 | 1360 | 120 | 37.9 | 1.6 | 380 | 14 | 2020 | 1.9 | 140 | 44 |  | -0.5 | 0.9 | [9 empty] | 0 | 0 | 0 |  | 0 | 8.4 | 3.3 | 1360 | 120 | 37.9 | 1.6 | 380 | 14 | 2020 | 1.9 | 140 | 44 | 0 | 0.5 | 0.9 | 0 | 0 | 0 | 0 | 0 | 0 |  |  |  |  | 64.7545 | 60.7202 | 3.215% |  | 83.56% | 1.965% | 14.48% | 0.64964 | 0.83557 | 74.81% | 12.22% | 12.96% | 0.58166 | 0.74815 | 100% | 0% | 0% | 0.5774 | 1 | 91.65% | 6.352% | 1.996% | 0.55225 | 0.91652 | 35.56% | 31.37% | 33.07% | 0.58717 | 0.35556 | 3.9542 | 2.5797 | 0.29685 | 0.46875 | 230.4915 | 991.6575
MC-1 24/04/1983 | [5 empty] | 0 |  | 8.4 | 3.3 | 1260 | 110 | 36 | 1.6 | 390 | 14 | 2010 | 1.9 | 140 | 43 |  | -0.5 | 1 | [9 empty] | 0 | 0 | 0 |  | 0 | 8.4 | 3.3 | 1260 | 110 | 36 | 1.6 | 390 | 14 | 2010 | 1.9 | 140 | 43 | 0 | 0.5 | 1 | 0 | 0 | 0 | 0 | 0 | 0 |  |  |  |  | 60.054 | 60.4217 | -0.3052% |  | 83.49% | 1.973% | 14.54% | 0.64994 | 0.83489 | 74.72% | 12.27% | 13.01% | 0.58168 | 0.74721 | 100% | 0% | 0% | 0.5774 | 1 | 91.66% | 6.384% | 1.961% | 0.55186 | 0.91655 | 34.76% | 30.35% | 34.89% | 0.60363 | 0.34759 | 3.8787 | 2.5265 | 0.30769 | 0.4661 | 232.8269 | 1002.568
MC-1 27/04/1983 | [5 empty] | 0 |  | 8.4 | 3.4 | 1310 | 110 | 36.5 | 1.6 | 390 | 14 | 2020 | 1.9 | 140 | 42 |  | -0.5 | 1 | [9 empty] | 0 | 0 | 0 |  | 0 | 8.4 | 3.4 | 1310 | 110 | 36.5 | 1.6 | 390 | 14 | 2020 | 1.9 | 140 | 42 | 0 | 0.5 | 1 | 0 | 0 | 0 | 0 | 0 | 0 |  |  |  |  | 62.2684 | 60.6874 | 1.286% |  | 83.56% | 1.965% | 14.48% | 0.64964 | 0.83557 | 74.54% | 12.55% | 12.92% | 0.57952 | 0.74539 | 100% | 0% | 0% | 0.5774 | 1 | 91.73% | 6.358% | 1.907% | 0.5517 | 0.91735 | 35.65% | 29.93% | 34.42% | 0.60328 | 0.35647 | 3.8787 | 2.5205 | 0.30476 | 0.45643 | 232.8269 | 1002.568
MC-1 01/05/1983 | [5 empty] | 0 |  | 8.4 | 3.3 | 1280 | 110 | 36.1 | 1.6 | 380 | 14 | 2010 | 1.9 | 140 | 43 |  | -0.5 | 0.9 | [9 empty] | 0 | 0 | 0 |  | 0 | 8.4 | 3.3 | 1280 | 110 | 36.1 | 1.6 | 380 | 14 | 2010 | 1.9 | 140 | 43 | 0 | 0.5 | 0.9 | 0 | 0 | 0 | 0 | 0 | 0 |  |  |  |  | 60.929 | 60.4217 | 0.4181% |  | 83.49% | 1.973% | 14.54% | 0.64994 | 0.83489 | 74.72% | 12.27% | 13.01% | 0.58168 | 0.74721 | 100% | 0% | 0% | 0.5774 | 1 | 91.66% | 6.384% | 1.961% | 0.55186 | 0.91655 | 35.12% | 30.18% | 34.7% | 0.60349 | 0.35117 | 3.8787 | 2.5253 | 0.3071 | 0.46218 | 230.4915 | 991.6575
MC-1 04/05/1983 | [5 empty] | 0 |  | 8.4 | 3.3 | 1270 | 110 | 34.2 | 1.6 | 380 | 15 | 2010 | 1.9 | 130 | 40 |  | -0.5 | 1.1 | [9 empty] | 0 | 0 | 0 |  | 0 | 8.4 | 3.3 | 1270 | 110 | 34.2 | 1.6 | 380 | 15 | 2010 | 1.9 | 130 | 40 | 0 | 0.5 | 1.1 | 0 | 0 | 0 | 0 | 0 | 0 |  |  |  |  | 60.3992 | 60.1643 | 0.1948% |  | 82.63% | 1.953% | 15.42% | 0.65512 | 0.82631 | 74.03% | 12.15% | 13.81% | 0.58696 | 0.74033 | 100% | 0% | 0% | 0.5774 | 1 | 92.2% | 5.963% | 1.835% | 0.55356 | 0.92202 | 34.94% | 30.26% | 34.8% | 0.60356 | 0.34939 | 3.8787 | 2.5488 | 0.31873 | 0.46414 | 230.4915 | 991.6575
MC-1 08/05/1983 | [5 empty] | 0 |  | 8.4 | 3.4 | 1290 | 110 | 36 | 1.6 | 350 | 15 | 2000 | 1.9 | 140 | 43 |  | -0.5 | 0.9 | [9 empty] | 0 | 0 | 0 |  | 0 | 8.4 | 3.4 | 1290 | 110 | 36 | 1.6 | 350 | 15 | 2000 | 1.9 | 140 | 43 | 0 | 0.5 | 0.9 | 0 | 0 | 0 | 0 | 0 | 0 |  |  |  |  | 61.3734 | 60.1396 | 1.015% |  | 82.56% | 1.961% | 15.48% | 0.65544 | 0.82559 | 73.66% | 12.52% | 13.81% | 0.58483 | 0.73665 | 100% | 0% | 0% | 0.5774 | 1 | 91.62% | 6.413% | 1.97% | 0.55174 | 0.91617 | 35.29% | 30.1% | 34.61% | 0.60342 | 0.35295 | 3.8787 | 2.5265 | 0.30769 | 0.46025 | 223.3263 | 958.4506
MC-1 12/05/1983 0930 | [5 empty] | 0 |  | 8.4 | 3.2 | 1280 | 100 | 35 | 1.5 | 370 | 14 | 2000 | 2.2 | 140 | 43 |  | -0.5 | 1 | [9 empty] | 0 | 0 | 0 |  | 0 | 8.4 | 3.2 | 1280 | 100 | 35 | 1.5 | 370 | 14 | 2000 | 2.2 | 140 | 43 | 0 | 0.5 | 1 | 0 | 0 | 0 | 0 | 0 | 0 |  |  |  |  | 60.5958 | 60.1554 | 0.3647% |  | 83.16% | 2.287% | 14.55% | 0.64821 | 0.8316 | 74.91% | 11.99% | 13.11% | 0.58387 | 0.74906 | 100% | 0% | 0% | 0.5774 | 1 | 91.62% | 6.413% | 1.97% | 0.55174 | 0.91617 | 36.52% | 28.53% | 34.95% | 0.61439 | 0.36522 | 3.8239 | 2.4559 | 0.3 | 0.4386 | 228.1317 | 980.6779
MC-1 05/06/1983 0900 | [5 empty] | 0 |  | 8.3 | 3.2 | 1350 | 110 | 34 | 1.5 | 380 | 14 | 2000 | 2.2 | 130 | 42 |  | -0.5 | 1 | [9 empty] | 0 | 0 | 0 |  | 0 | 8.3 | 3.2 | 1350 | 110 | 34 | 1.5 | 380 | 14 | 2000 | 2.2 | 130 | 42 | 0 | 0.5 | 1 | 0 | 0 | 0 | 0 | 0 | 0 |  |  |  |  | 63.8466 | 59.9308 | 3.164% |  | 83.16% | 2.287% | 14.55% | 0.64821 | 0.8316 | 74.91% | 11.99% | 13.11% | 0.58387 | 0.74906 | 100% | 0% | 0% | 0.5774 | 1 | 92.08% | 5.985% | 1.934% | 0.554 | 0.92081 | 36.74% | 29.93% | 33.33% | 0.59697 | 0.36737 | 3.9067 | 2.5513 | 0.30612 | 0.44898 | 230.4915 | 991.6575
MC-1 09/06/1983 0900 | [5 empty] | 0 |  | 8.4 | 3.2 | 1250 | 100 | 34 | 1.5 | 370 | 14 | 2000 | 2.2 | 120 | 44 |  | -0.5 | 1.2 | [9 empty] | 0 | 0 | 0 |  | 0 | 8.4 | 3.2 | 1250 | 100 | 34 | 1.5 | 370 | 14 | 2000 | 2.2 | 120 | 44 | 0 | 0.5 | 1.2 | 0 | 0 | 0 | 0 | 0 | 0 |  |  |  |  | 59.2409 | 59.7554 | -0.4324% |  | 83.16% | 2.287% | 14.55% | 0.64821 | 0.8316 | 74.91% | 11.99% | 13.11% | 0.58387 | 0.74906 | 100% | 0% | 0% | 0.5774 | 1 | 92.42% | 5.545% | 2.033% | 0.55712 | 0.92421 | 35.97% | 28.78% | 35.25% | 0.61471 | 0.35974 | 3.8239 | 2.4685 | 0.30612 | 0.44444 | 228.1317 | 980.6779
MC-1 12/06/1983 0900 | [5 empty] | 0 |  | 8.4 | 3.2 | 1240 | 100 | 34 | 1.5 | 370 | 14 | 2000 | 2.2 | 150 | 41 |  | -0.5 | 1 | [9 empty] | 0 | 0 | 0 |  | 0 | 8.4 | 3.2 | 1240 | 100 | 34 | 1.5 | 370 | 14 | 2000 | 2.2 | 150 | 41 | 0 | 0.5 | 1 | 0 | 0 | 0 | 0 | 0 | 0 |  |  |  |  | 58.8059 | 60.3308 | -1.28% |  | 83.16% | 2.287% | 14.55% | 0.64821 | 0.8316 | 74.91% | 11.99% | 13.11% | 0.58387 | 0.74906 | 100% | 0% | 0% | 0.5774 | 1 | 91.28% | 6.846% | 1.871% | 0.54867 | 0.91283 | 35.79% | 28.86% | 35.35% | 0.61482 | 0.35789 | 3.8239 | 2.4685 | 0.30612 | 0.44643 | 228.1317 | 980.6779
MC-1 16/06/1983 | [5 empty] | 0 |  | 8.3 | 3.3 | 1240 | 100 | 34 | 1.5 | 370 | 14 | 2010 | 2.2 | 150 | 44 |  | -0.5 | 1 | [9 empty] | 0 | 0 | 0 |  | 0 | 8.3 | 3.3 | 1240 | 100 | 34 | 1.5 | 370 | 14 | 2010 | 2.2 | 150 | 44 | 0 | 0.5 | 1 | 0 | 0 | 0 | 0 | 0 | 0 |  |  |  |  | 58.8203 | 60.6621 | -1.541% |  | 83.23% | 2.277% | 14.49% | 0.64792 | 0.8323 | 74.72% | 12.27% | 13.01% | 0.58168 | 0.74721 | 100% | 0% | 0% | 0.5774 | 1 | 91.2% | 6.806% | 1.996% | 0.54963 | 0.91198 | 35.79% | 28.86% | 35.35% | 0.61482 | 0.35789 | 3.8239 | 2.4685 | 0.30612 | 0.44643 | 228.1317 | 980.6779
MC-1 19/06/1983 | [5 empty] | 0 |  | 8.4 | 3.3 | 1240 | 100 | 34 | 1.5 | 360 | 14 | 2010 | 2.2 | 150 | 44 |  | -0.5 | 1 | [9 empty] | 0 | 0 | 0 |  | 0 | 8.4 | 3.3 | 1240 | 100 | 34 | 1.5 | 360 | 14 | 2010 | 2.2 | 150 | 44 | 0 | 0.5 | 1 | 0 | 0 | 0 | 0 | 0 | 0 |  |  |  |  | 58.8203 | 60.6621 | -1.541% |  | 83.23% | 2.277% | 14.49% | 0.64792 | 0.8323 | 74.72% | 12.27% | 13.01% | 0.58168 | 0.74721 | 100% | 0% | 0% | 0.5774 | 1 | 91.2% | 6.806% | 1.996% | 0.54963 | 0.91198 | 35.79% | 28.86% | 35.35% | 0.61482 | 0.35789 | 3.8239 | 2.4685 | 0.30612 | 0.44643 | 225.7444 | 969.6142
MC-1 22/06/1983 | [5 empty] | 0 |  | 8.4 | 3.3 | 1270 | 110 | 33 | 1.7 | 400 | 14 | 2010 | 2.1 | 150 | 43 |  | 0.3 | 0.9 | [9 empty] | 0 | 0 | 0 |  | 0 | 8.4 | 3.3 | 1270 | 110 | 33 | 1.7 | 400 | 14 | 2010 | 2.1 | 150 | 43 | 0 | 0.3 | 0.9 | 0 | 0 | 0 | 0 | 0 | 0 |  |  |  |  | 60.3364 | 60.6404 | -0.2513% |  | 83.32% | 2.176% | 14.51% | 0.64859 | 0.83316 | 74.72% | 12.27% | 13.01% | 0.58168 | 0.74721 | 100% | 0% | 0% | 0.5774 | 1 | 91.24% | 6.809% | 1.952% | 0.54935 | 0.91239 | 34.57% | 29.94% | 35.49% | 0.6094 | 0.34569 | 3.8523 | 2.5643 | 0.34 | 0.46414 | 235.1411 | 1013.4244
MC-1 26/06/1983 | [5 empty] | 0 |  | 8.3 | 3.3 | 1270 | 110 | 33 | 1.6 | 350 | 14 | 2010 | 2.1 | 160 | 42 |  | 0.3 | 0.8 | [9 empty] | 0 | 0 | 0 |  | 0 | 8.3 | 3.3 | 1270 | 110 | 33 | 1.6 | 350 | 14 | 2010 | 2.1 | 160 | 42 | 0 | 0.3 | 0.8 | 0 | 0 | 0 | 0 | 0 | 0 |  |  |  |  | 60.3282 | 60.8322 | -0.416% |  | 83.32% | 2.176% | 14.51% | 0.64859 | 0.83316 | 74.72% | 12.27% | 13.01% | 0.58168 | 0.74721 | 100% | 0% | 0% | 0.5774 | 1 | 90.87% | 7.233% | 1.899% | 0.5466 | 0.90868 | 34.94% | 30.26% | 34.8% | 0.60356 | 0.34939 | 3.8787 | 2.5643 | 0.32653 | 0.46414 | 223.3263 | 958.4506
MC-1 29/06/1983 | [5 empty] | 0 |  | 8.4 | 3.4 | 1270 | 110 | 33 | 1.6 | 350 | 14 | 2000 | 2.1 | 150 | 41 |  | 0.3 | 0.7 | [9 empty] | 0 | 0 | 0 |  | 0 | 8.4 | 3.4 | 1270 | 110 | 33 | 1.6 | 350 | 14 | 2000 | 2.1 | 150 | 41 | 0 | 0.3 | 0.7 | 0 | 0 | 0 | 0 | 0 | 0 |  |  |  |  | 60.3426 | 60.3255 | 0.01416% |  | 83.25% | 2.185% | 14.57% | 0.64888 | 0.83247 | 74.35% | 12.64% | 13.01% | 0.57953 | 0.74349 | 100% | 0% | 0% | 0.5774 | 1 | 91.28% | 6.846% | 1.871% | 0.54867 | 0.91283 | 34.94% | 30.26% | 34.8% | 0.60356 | 0.34939 | 3.8787 | 2.5643 | 0.32653 | 0.46414 | 223.3263 | 958.4506
MC-1 03/07/1983 | [5 empty] | 0 |  | 8.4 | 3.4 | 1260 | 110 | 32 | 1.6 | 340 | 14 | 1990 | 2 | 150 | 41 |  | 0.3 | 0.7 | [9 empty] | 0 | 0 | 0 |  | 0 | 8.4 | 3.4 | 1260 | 110 | 32 | 1.6 | 340 | 14 | 1990 | 2 | 150 | 41 | 0 | 0.3 | 0.7 | 0 | 0 | 0 | 0 | 0 | 0 |  |  |  |  | 59.8577 | 60.0382 | -0.1505% |  | 83.26% | 2.092% | 14.64% | 0.64986 | 0.83264 | 74.25% | 12.69% | 13.06% | 0.57954 | 0.74254 | 100% | 0% | 0% | 0.5774 | 1 | 91.24% | 6.878% | 1.88% | 0.54854 | 0.91243 | 34.76% | 30.35% | 34.89% | 0.60363 | 0.34759 | 3.8787 | 2.5776 | 0.33333 | 0.4661 | 220.8739 | 947.1715
MC-1 04/09/1983 | [5 empty] | 0 |  | 8.2 | 3.6 | 1360 | 110 | 53 | 0.7 | 280 | 15 | 2130 | 2.4 | 150 | 69 |  | 0.3 | 1 | [9 empty] | 0 | 0 | 0 |  | 0 | 8.2 | 3.6 | 1360 | 110 | 53 | 0.7 | 280 | 15 | 2130 | 2.4 | 150 | 69 | 0 | 0.3 | 1 | 0 | 0 | 0 | 0 | 0 | 0 |  |  |  |  | 65.2104 | 64.4675 | 0.5729% |  | 83.04% | 2.339% | 14.62% | 0.64829 | 0.83041 | 74.35% | 12.57% | 13.09% | 0.58041 | 0.74346 | 100% | 0% | 0% | 0.5774 | 1 | 90.68% | 6.386% | 2.937% | 0.55749 | 0.90677 | 41.25% | 33.37% | 25.38% | 0.53125 | 0.41254 | 4.2377 | 2.3585 | 0.11667 | 0.44715 | 205.2324 | 876.1105
MC-1 11/09/1983 | [5 empty] | 0 |  | 8.3 | 3.5 | 1370 | 110 | 49 | 1 | 340 | 15 | 2110 | 2.5 | 120 | 61 |  | 0.1 | 0.9 | [9 empty] | 0 | 0 | 0 |  | 0 | 8.3 | 3.5 | 1370 | 110 | 49 | 1 | 340 | 15 | 2110 | 2.5 | 120 | 61 | 0 | 0.1 | 0.9 | 0 | 0 | 0 | 0 | 0 | 0 |  |  |  |  | 65.445 | 63.1529 | 1.782% |  | 82.83% | 2.453% | 14.72% | 0.64821 | 0.82826 | 74.43% | 12.35% | 13.23% | 0.58248 | 0.74427 | 100% | 0% | 0% | 0.5774 | 1 | 92.1% | 5.238% | 2.663% | 0.56253 | 0.921 | 39.48% | 31.7% | 28.82% | 0.56073 | 0.39481 | 4.0828 | 2.3926 | 0.16949 | 0.44534 | 220.8739 | 947.1715
MC-1 18/09/1983 | [5 empty] | 0 |  | 8.3 | 3.5 | 1370 | 120 | 50 | 1 | 360 | 15 | 2130 | 2.6 | 130 | 58 |  | 0.1 | 1 | [9 empty] | 0 | 0 | 0 |  | 0 | 8.3 | 3.5 | 1370 | 120 | 50 | 1 | 360 | 15 | 2130 | 2.6 | 130 | 58 | 0 | 0.1 | 1 | 0 | 0 | 0 | 0 | 0 | 0 |  |  |  |  | 65.7506 | 63.8814 | 1.442% |  | 82.88% | 2.529% | 14.59% | 0.64703 | 0.82879 | 74.61% | 12.26% | 13.13% | 0.58244 | 0.74606 | 100% | 0% | 0% | 0.5774 | 1 | 91.89% | 5.608% | 2.502% | 0.55946 | 0.9189 | 38.38% | 33.61% | 28.01% | 0.54502 | 0.38375 | 4.1584 | 2.4594 | 0.16667 | 0.46693 | 225.7444 | 969.6142
MC-1 09/10/1983 | [5 empty] | 0 |  | 8.4 | 3.5 | 1320 | 120 | 36 | 1.4 | 340 | 14 | 2040 | 2.5 | 130 | 39 |  | 0.1 | 0.9 | [9 empty] | 0 | 0 | 0 |  | 0 | 8.4 | 3.5 | 1320 | 120 | 36 | 1.4 | 340 | 14 | 2040 | 2.5 | 130 | 39 | 0 | 0.1 | 0.9 | 0 | 0 | 0 | 0 | 0 | 0 |  |  |  |  | 62.9099 | 61.0258 | 1.52% |  | 83.18% | 2.548% | 14.27% | 0.64507 | 0.8318 | 74.45% | 12.77% | 12.77% | 0.57739 | 0.74453 | 100% | 0% | 0% | 0.5774 | 1 | 92.35% | 5.885% | 1.766% | 0.55361 | 0.92349 | 35.64% | 32.4% | 31.95% | 0.57475 | 0.35645 | 4.0122 | 2.6021 | 0.28 | 0.47619 | 220.8739 | 947.1715
MC-1 16/10/1983 | [5 empty] | 0 |  | 8.4 | 3.5 | 1300 | 120 | 36 | 1.5 | 330 | 14 | 2030 | 2.4 | 130 | 38 |  | 0.1 | 0.9 | [9 empty] | 0 | 0 | 0 |  | 0 | 8.4 | 3.5 | 1300 | 120 | 36 | 1.5 | 330 | 14 | 2030 | 2.4 | 130 | 38 | 0 | 0.1 | 0.9 | 0 | 0 | 0 | 0 | 0 | 0 |  |  |  |  | 62.0481 | 60.7221 | 1.08% |  | 83.2% | 2.459% | 14.34% | 0.64601 | 0.83197 | 74.36% | 12.82% | 12.82% | 0.57739 | 0.74359 | 100% | 0% | 0% | 0.5774 | 1 | 92.36% | 5.914% | 1.729% | 0.55323 | 0.92357 | 34.9% | 32.22% | 32.88% | 0.5812 | 0.34902 | 3.9823 | 2.6021 | 0.29412 | 0.48 | 218.3839 | 935.7604
MC-1 23/10/1983 | [5 empty] | 0 |  | 8.3 | 3.5 | 1260 | 110 | 35 | 1.5 | 340 | 14 | 2030 | 2.5 | 140 | 38 |  | 0.1 | 0.8 | [9 empty] | 0 | 0 | 0 |  | 0 | 8.3 | 3.5 | 1260 | 110 | 35 | 1.5 | 340 | 14 | 2030 | 2.5 | 140 | 38 | 0 | 0.1 | 0.8 | 0 | 0 | 0 | 0 | 0 | 0 |  |  |  |  | 60.0025 | 60.9355 | -0.7715% |  | 83.11% | 2.559% | 14.33% | 0.64535 | 0.83112 | 74.36% | 12.82% | 12.82% | 0.57739 | 0.74359 | 100% | 0% | 0% | 0.5774 | 1 | 91.94% | 6.341% | 1.721% | 0.55072 | 0.91938 | 35.15% | 30.69% | 34.17% | 0.59746 | 0.35149 | 3.9067 | 2.5387 | 0.3 | 0.4661 | 220.8739 | 947.1715
MC-1 05/12/1983 0900 | [5 empty] | 0 |  | 8.5 | 3.4 | 1330 | 120 | 34 | 1.4 | 220 | 14 | 1430 | 2 | 88 | 29 |  | 0.1 | 0.9 | [9 empty] | 0 | 0 | 0 |  | 0 | 8.5 | 3.4 | 1330 | 120 | 34 | 1.4 | 220 | 14 | 1430 | 2 | 88 | 29 | 0 | 0.1 | 0.9 | 0 | 0 | 0 | 0 | 0 | 0 |  |  |  |  | 63.2307 | 42.7531 | 19.32% |  | 78.14% | 2.732% | 19.13% | 0.67204 | 0.78142 | 67.45% | 16.04% | 16.51% | 0.58011 | 0.67453 | 100% | 0% | 0% | 0.5774 | 1 | 92.44% | 5.688% | 1.875% | 0.55538 | 0.92437 | 35.82% | 32.32% | 31.86% | 0.57476 | 0.35818 | 4.0122 | 2.6269 | 0.29167 | 0.47431 | 187.2921 | 796.0821
MC-1 05/12/1983 | [5 empty] | 0 |  | 8.3 | 2.8 | 1040 | 90 | 26 | 1.1 | 270 | 11 | 2030 | 1.6 | 140 | 36 |  | 0.2 | 0.7 | [9 empty] | 0 | 0 | 0 |  | 0 | 8.3 | 2.8 | 1040 | 90 | 26 | 1.1 | 270 | 11 | 2030 | 1.6 | 140 | 36 | 0 | 0.2 | 0.7 | 0 | 0 | 0 | 0 | 0 | 0 |  |  |  |  | 49.3438 | 60.8554 | -10.45% |  | 86.57% | 1.706% | 11.73% | 0.63525 | 0.86567 | 78.53% | 10.83% | 10.64% | 0.57627 | 0.7853 | 100% | 0% | 0% | 0.5774 | 1 | 92.02% | 6.346% | 1.632% | 0.55018 | 0.92022 | 34.8% | 30.11% | 35.09% | 0.60611 | 0.34796 | 3.8671 | 2.4935 | 0.2973 | 0.46392 | 202.4319 | 863.5271
MC-1 11/12/1983 0900 | [5 empty] | 0 |  | 8.5 | 2.9 | 1098 | 92 | 27 | 1.1 | 280 | 12 | 1330 | 1.7 | 83 | 28 |  | -0.1 | 0.7 | [9 empty] | 0 | 0 | 0 |  | 0 | 8.5 | 2.9 | 1098 | 92 | 27 | 1.1 | 280 | 12 | 1330 | 1.7 | 83 | 28 | 0 | 0.1 | 0.7 | 0 | 0 | 0 | 0 | 0 | 0 |  |  |  |  | 51.9767 | 39.7958 | 13.27% |  | 79.52% | 2.541% | 17.94% | 0.66628 | 0.79522 | 69.27% | 15.1% | 15.62% | 0.58039 | 0.69271 | 100% | 0% | 0% | 0.5774 | 1 | 92.3% | 5.76% | 1.943% | 0.55536 | 0.92297 | 35.8% | 30% | 34.2% | 0.60162 | 0.35803 | 3.8862 | 2.4962 | 0.28947 | 0.4559 | 205.2324 | 876.1105
MC-1 11/12/1983 | [5 empty] | 0 |  | 8.3 | 3.1 | 1180 | 100 | 29 | 1.3 | 320 | 12 | 2020 | 1.8 | 150 | 36 |  | 0.1 | 0.7 | [9 empty] | 0 | 0 | 0 |  | 0 | 8.3 | 3.1 | 1180 | 100 | 29 | 1.3 | 320 | 12 | 2020 | 1.8 | 150 | 36 | 0 | 0.1 | 0.7 | 0 | 0 | 0 | 0 | 0 | 0 |  |  |  |  | 55.8933 | 60.792 | -4.198% |  | 85.41% | 1.903% | 12.68% | 0.63964 | 0.85412 | 76.81% | 11.79% | 11.41% | 0.57519 | 0.76806 | 100% | 0% | 0% | 0.5774 | 1 | 91.57% | 6.8% | 1.632% | 0.54756 | 0.91568 | 35.54% | 30.12% | 34.34% | 0.60174 | 0.3554 | 3.8861 | 2.5376 | 0.30952 | 0.45872 | 215.8524 | 924.2005
MC-1 18/12/1983 0900 | [5 empty] | 0 |  | 8.4 | 2.8 | 1050 | 89 | 27 | 1.1 | 280 | 12 | 2010 | 1.7 | 130 | 43 |  | 0.1 | 0.7 | [9 empty] | 0 | 0 | 0 |  | 0 | 8.4 | 2.8 | 1050 | 89 | 27 | 1.1 | 280 | 12 | 2010 | 1.7 | 130 | 43 | 0 | 0.1 | 0.7 | 0 | 0 | 0 | 0 | 0 | 0 |  |  |  |  | 49.7976 | 60.203 | -9.459% |  | 85.44% | 1.807% | 12.75% | 0.64059 | 0.85441 | 77.61% | 10.81% | 11.58% | 0.58185 | 0.77606 | 100% | 0% | 0% | 0.5774 | 1 | 92.08% | 5.955% | 1.97% | 0.55439 | 0.92075 | 35.13% | 29.78% | 35.09% | 0.60804 | 0.35131 | 3.8574 | 2.4674 | 0.28947 | 0.45876 | 205.2324 | 876.1105
MC-1 18/12/1983 | [5 empty] | 0 |  | 8.3 | 2.7 | 980 | 86 | 25 | 1.1 | 260 | 10 | 1550 | 1.5 | 120 | 29 |  | 0.1 | 0.7 | [9 empty] | 0 | 0 | 0 |  | 0 | 8.3 | 2.7 | 980 | 86 | 25 | 1.1 | 260 | 10 | 1550 | 1.5 | 120 | 29 | 0 | 0.1 | 0.7 | 0 | 0 | 0 | 0 | 0 | 0 |  |  |  |  | 46.5617 | 46.7782 | -0.232% |  | 84.35% | 2.041% | 13.61% | 0.64416 | 0.84354 | 74.88% | 13.04% | 12.08% | 0.57181 | 0.74879 | 100% | 0% | 0% | 0.5774 | 1 | 91.23% | 7.063% | 1.707% | 0.54647 | 0.9123 | 33.92% | 29.77% | 36.31% | 0.6151 | 0.33924 | 3.8276 | 2.4711 | 0.30556 | 0.46739 | 199.5634 | 850.676
MC-1 25/12/1983 0900 | [5 empty] | 0 |  | 8.4 | 3.3 | 1300 | 110 | 31 | 1.4 | 340 | 15 | 2020 | 2.1 | 130 | 42 |  | 0.1 | 0.8 | [9 empty] | 0 | 0 | 0 |  | 0 | 8.4 | 3.3 | 1300 | 110 | 31 | 1.4 | 340 | 15 | 2020 | 2.1 | 130 | 42 | 0 | 0.1 | 0.8 | 0 | 0 | 0 | 0 | 0 | 0 |  |  |  |  | 61.5059 | 60.4897 | 0.8329% |  | 82.53% | 2.145% | 15.32% | 0.65347 | 0.82533 | 74.13% | 12.11% | 13.76% | 0.58692 | 0.74128 | 100% | 0% | 0% | 0.5774 | 1 | 92.15% | 5.931% | 1.916% | 0.55422 | 0.92153 | 36.28% | 30.7% | 33.02% | 0.59078 | 0.3628 | 3.9367 | 2.5914 | 0.31111 | 0.45833 | 220.8739 | 947.1715
MC-1 25/12/1983 | [5 empty] | 0 |  | 8.3 | 3.5 | 1290 | 110 | 33 | 1.4 | 360 | 13 | 2030 | 2 | 140 | 38 |  | 0.1 | 0.8 | [9 empty] | 0 | 0 | 0 |  | 0 | 8.3 | 3.5 | 1290 | 110 | 33 | 1.4 | 360 | 13 | 2030 | 2 | 140 | 38 | 0 | 0.1 | 0.8 | 0 | 0 | 0 | 0 | 0 | 0 |  |  |  |  | 61.1995 | 60.9092 | 0.2377% |  | 84.41% | 2.079% | 13.51% | 0.64341 | 0.84407 | 75.05% | 12.94% | 12.01% | 0.57205 | 0.75046 | 100% | 0% | 0% | 0.5774 | 1 | 91.94% | 6.341% | 1.721% | 0.55072 | 0.91938 | 36.1% | 30.78% | 33.11% | 0.59081 | 0.36102 | 3.9367 | 2.5643 | 0.29787 | 0.46025 | 225.7444 | 969.6142
MC-1 01/01/1984 0900 | [5 empty] | 0 |  | 8.4 | 3.4 | 1290 | 110 | 32 | 1.3 | 340 | 14 | 2010 | 2.1 | 130 | 42 |  | 0.1 | 0.8 | [9 empty] | 0 | 0 | 0 |  | 0 | 8.4 | 3.4 | 1290 | 110 | 32 | 1.3 | 340 | 14 | 2010 | 2.1 | 130 | 42 | 0 | 0.1 | 0.8 | 0 | 0 | 0 | 0 | 0 | 0 |  |  |  |  | 61.127 | 60.2076 | 0.7577% |  | 83.32% | 2.176% | 14.51% | 0.64859 | 0.83316 | 74.44% | 12.59% | 12.96% | 0.57953 | 0.74444 | 100% | 0% | 0% | 0.5774 | 1 | 92.12% | 5.958% | 1.925% | 0.55411 | 0.92117 | 36.54% | 31.16% | 32.3% | 0.58394 | 0.36542 | 3.9688 | 2.5776 | 0.28889 | 0.46025 | 220.8739 | 947.1715
MC-1 01/01/1984 | [5 empty] | 0 |  | 8.4 | 3.5 | 1290 | 110 | 32 | 1.4 | 350 | 13 | 2030 | 2 | 140 | 35 |  | 0.1 | 0.8 | [9 empty] | 0 | 0 | 0 |  | 0 | 8.4 | 3.5 | 1290 | 110 | 32 | 1.4 | 350 | 13 | 2030 | 2 | 140 | 35 | 0 | 0.1 | 0.8 | 0 | 0 | 0 | 0 | 0 | 0 |  |  |  |  | 61.1496 | 60.86 | 0.2373% |  | 84.41% | 2.079% | 13.51% | 0.64341 | 0.84407 | 75.05% | 12.94% | 12.01% | 0.57205 | 0.75046 | 100% | 0% | 0% | 0.5774 | 1 | 92.06% | 6.349% | 1.587% | 0.5499 | 0.92063 | 36.1% | 30.78% | 33.11% | 0.59081 | 0.36102 | 3.9367 | 2.5776 | 0.30435 | 0.46025 | 223.3263 | 958.4506
MC-1 12/01/1984 0900 | [5 empty] | 0 |  | 8.4 | 3.3 | 1300 | 110 | 32 | 1.4 | 350 | 14 | 2010 | 2.1 | 130 | 42 |  | 0.1 | 0.9 | [9 empty] | 0 | 0 | 0 |  | 0 | 8.4 | 3.3 | 1300 | 110 | 32 | 1.4 | 350 | 14 | 2010 | 2.1 | 130 | 42 | 0 | 0.1 | 0.9 | 0 | 0 | 0 | 0 | 0 | 0 |  |  |  |  | 61.5558 | 60.2076 | 1.107% |  | 83.32% | 2.176% | 14.51% | 0.64859 | 0.83316 | 74.72% | 12.27% | 13.01% | 0.58168 | 0.74721 | 100% | 0% | 0% | 0.5774 | 1 | 92.12% | 5.958% | 1.925% | 0.55411 | 0.92117 | 36.28% | 30.7% | 33.02% | 0.59078 | 0.3628 | 3.9367 | 2.5776 | 0.30435 | 0.45833 | 223.3263 | 958.4506
MC-1 15/01/1984 | [5 empty] | 0 |  | 8.3 | 3.5 | 1310 | 110 | 33 | 1.4 | 350 | 14 | 2030 | 2 | 140 | 36 |  | 0.1 | 0.8 | [9 empty] | 0 | 0 | 0 |  | 0 | 8.3 | 3.5 | 1310 | 110 | 33 | 1.4 | 350 | 14 | 2030 | 2 | 140 | 36 | 0 | 0.1 | 0.8 | 0 | 0 | 0 | 0 | 0 | 0 |  |  |  |  | 62.0695 | 60.8764 | 0.9704% |  | 83.54% | 2.058% | 14.4% | 0.64867 | 0.83539 | 74.36% | 12.82% | 12.82% | 0.57739 | 0.74359 | 100% | 0% | 0% | 0.5774 | 1 | 92.02% | 6.346% | 1.632% | 0.55018 | 0.92022 | 36.46% | 30.61% | 32.93% | 0.59074 | 0.36458 | 3.9367 | 2.5643 | 0.29787 | 0.45643 | 223.3263 | 958.4506
MC-1 22/01/1984 0900 | [5 empty] | 0 |  | 8.4 | 3.3 | 1310 | 110 | 31 | 1.3 | 350 | 14 | 2020 | 2.1 | 130 | 41 |  | 0.1 | 0.8 | [9 empty] | 0 | 0 | 0 |  | 0 | 8.4 | 3.3 | 1310 | 110 | 31 | 1.3 | 350 | 14 | 2020 | 2.1 | 130 | 41 | 0 | 0.1 | 0.8 | 0 | 0 | 0 | 0 | 0 | 0 |  |  |  |  | 61.9326 | 60.4733 | 1.192% |  | 83.38% | 2.167% | 14.45% | 0.64829 | 0.83385 | 74.81% | 12.22% | 12.96% | 0.58166 | 0.74815 | 100% | 0% | 0% | 0.5774 | 1 | 92.2% | 5.933% | 1.871% | 0.55394 | 0.92195 | 36.9% | 30.98% | 32.12% | 0.5839 | 0.369 | 3.9688 | 2.5914 | 0.29545 | 0.45643 | 223.3263 | 958.4506
MC-1 22/01/1984 | [5 empty] | 0 |  | 8.4 | 3.5 | 1310 | 110 | 33 | 1.3 | 350 | 14 | 2020 | 2 | 140 | 36 |  | 0.1 | 0.9 | [9 empty] | 0 | 0 | 0 |  | 0 | 8.4 | 3.5 | 1310 | 110 | 33 | 1.3 | 350 | 14 | 2020 | 2 | 140 | 36 | 0 | 0.1 | 0.9 | 0 | 0 | 0 | 0 | 0 | 0 |  |  |  |  | 62.0613 | 60.5943 | 1.196% |  | 83.47% | 2.066% | 14.46% | 0.64896 | 0.83471 | 74.26% | 12.87% | 12.87% | 0.57739 | 0.74265 | 100% | 0% | 0% | 0.5774 | 1 | 91.99% | 6.375% | 1.639% | 0.55005 | 0.91985 | 36.9% | 30.98% | 32.12% | 0.5839 | 0.369 | 3.9688 | 2.5643 | 0.28261 | 0.45643 | 223.3263 | 958.4506
MC-1 29/01/1984 0900 | [5 empty] | 0 |  | 8.4 | 3.3 | 1290 | 110 | 31 | 1.3 | 360 | 15 | 2010 | 2.1 | 130 | 42 |  | 0.1 | 0.9 | [9 empty] | 0 | 0 | 0 |  | 0 | 8.4 | 3.3 | 1290 | 110 | 31 | 1.3 | 360 | 15 | 2010 | 2.1 | 130 | 42 | 0 | 0.1 | 0.9 | 0 | 0 | 0 | 0 | 0 | 0 |  |  |  |  | 61.0626 | 60.2076 | 0.7051% |  | 82.46% | 2.154% | 15.38% | 0.65378 | 0.82462 | 74.03% | 12.15% | 13.81% | 0.58696 | 0.74033 | 100% | 0% | 0% | 0.5774 | 1 | 92.12% | 5.958% | 1.925% | 0.55411 | 0.92117 | 36.54% | 31.16% | 32.3% | 0.58394 | 0.36542 | 3.9688 | 2.5914 | 0.29545 | 0.46025 | 225.7444 | 969.6142
MC-1 29/01/1984 | [5 empty] | 0 |  | 8.2 | 3.2 | 1230 | 91 | 46 | 1 | 310 | 13 | 2010 | 2 | 140 | 36 |  | 0.2 | 0.9 | [9 empty] | 0 | 0 | 0 |  | 0 | 8.2 | 3.2 | 1230 | 91 | 46 | 1 | 310 | 13 | 2010 | 2 | 140 | 36 | 0 | 0.2 | 0.9 | 0 | 0 | 0 | 0 | 0 | 0 |  |  |  |  | 58.6818 | 60.3122 | -1.37% |  | 84.28% | 2.096% | 13.63% | 0.64396 | 0.84277 | 75.71% | 12.05% | 12.24% | 0.57848 | 0.75706 | 100% | 0% | 0% | 0.5774 | 1 | 91.95% | 6.404% | 1.647% | 0.54993 | 0.91949 | 39.17% | 28.98% | 31.85% | 0.59392 | 0.39172 | 3.9181 | 2.2553 | 0.17857 | 0.42523 | 213.2757 | 912.4743
MC-1 15/07/1984 | [5 empty] | 0 |  | 8.6 | 3.4 | 1370 | 120 | 37 | 0.8 | 360 | 15 | 2140 | 2 | 130 | 21 |  | 0.2 | 1 | [9 empty] | 0 | 0 | 0 |  | 0 | 8.6 | 3.4 | 1370 | 120 | 37 | 0.8 | 360 | 15 | 2140 | 2 | 130 | 21 | 0 | 0.2 | 1 | 0 | 0 | 0 | 0 | 0 | 0 |  |  |  |  | 65.0766 | 63.5255 | 1.206% |  | 83.43% | 1.949% | 14.62% | 0.65055 | 0.83431 | 74.96% | 11.91% | 13.13% | 0.58447 | 0.74956 | 100% | 0% | 0% | 0.5774 | 1 | 93.41% | 5.674% | 0.9166% | 0.54993 | 0.93409 | 39.54% | 34.64% | 25.82% | 0.52645 | 0.39545 | 4.2553 | 2.5902 | 0.17778 | 0.46693 | 225.7444 | 969.6142
MC-1 25/07/1984 | [5 empty] | 0 |  | 8.6 | 3.4 | 1370 | 120 | 35 | 0.8 | 360 | 15 | 2160 | 2.2 | 130 | 18 |  | 0.1 | 1 | [9 empty] | 0 | 0 | 0 |  | 0 | 8.6 | 3.4 | 1370 | 120 | 35 | 0.8 | 360 | 15 | 2160 | 2.2 | 130 | 18 | 0 | 0.1 | 1 | 0 | 0 | 0 | 0 | 0 | 0 |  |  |  |  | 64.9712 | 64.051 | 0.7132% |  | 83.4% | 2.124% | 14.48% | 0.64872 | 0.83398 | 75.13% | 11.83% | 13.04% | 0.58442 | 0.7513 | 100% | 0% | 0% | 0.5774 | 1 | 93.59% | 5.633% | 0.7799% | 0.54938 | 0.93588 | 39.54% | 34.64% | 25.82% | 0.52645 | 0.39545 | 4.2553 | 2.6143 | 0.18605 | 0.46693 | 225.7444 | 969.6142
MC-1 31/07/1984 | [5 empty] | 0 |  | 8.4 | 3.4 | 1360 | 120 | 38 | 0.8 | 360 | 15 | 2150 | 2.1 | 130 | 29 |  | 0.2 | 1 | [9 empty] | 0 | 0 | 0 |  | 0 | 8.4 | 3.4 | 1360 | 120 | 38 | 0.8 | 360 | 15 | 2150 | 2.1 | 130 | 29 | 0 | 0.2 | 1 | 0 | 0 | 0 | 0 | 0 | 0 |  |  |  |  | 64.6915 | 63.944 | 0.5811% |  | 83.41% | 2.037% | 14.55% | 0.64963 | 0.83414 | 75.04% | 11.87% | 13.09% | 0.58444 | 0.75044 | 100% | 0% | 0% | 0.5774 | 1 | 93.11% | 5.63% | 1.256% | 0.55214 | 0.93114 | 39.37% | 34.74% | 25.89% | 0.5263 | 0.3937 | 4.2553 | 2.5786 | 0.17391 | 0.46875 | 225.7444 | 969.6142
MC-1 09/08/1984 | [5 empty] | 0 |  | 8.4 | 3.4 | 1380 | 120 | 38 | 0.8 | 360 | 15 | 2150 | 2.2 | 130 | 28 |  | 0.1 | 1 | [9 empty] | 0 | 0 | 0 |  | 0 | 8.4 | 3.4 | 1380 | 120 | 38 | 0.8 | 360 | 15 | 2150 | 2.2 | 130 | 28 | 0 | 0.1 | 1 | 0 | 0 | 0 | 0 | 0 | 0 |  |  |  |  | 65.5559 | 63.9328 | 1.253% |  | 83.33% | 2.132% | 14.53% | 0.649 | 0.83333 | 75.04% | 11.87% | 13.09% | 0.58444 | 0.75044 | 100% | 0% | 0% | 0.5774 | 1 | 93.15% | 5.633% | 1.213% | 0.55188 | 0.93154 | 39.72% | 34.54% | 25.74% | 0.52659 | 0.39719 | 4.2553 | 2.5786 | 0.17391 | 0.46512 | 225.7444 | 969.6142
MC-1 15/08/1984 | [5 empty] | 0 |  | 8.4 | 3.4 | 1370 | 120 | 38 | 0.9 | 370 | 15 | 2140 | 2.3 | 120 | 26 |  | 0.2 | 1 | [9 empty] | 0 | 0 | 0 |  | 0 | 8.4 | 3.4 | 1370 | 120 | 38 | 0.9 | 370 | 15 | 2140 | 2.3 | 120 | 26 | 0 | 0.2 | 1 | 0 | 0 | 0 | 0 | 0 | 0 |  |  |  |  | 65.1347 | 63.415 | 1.338% |  | 83.19% | 2.235% | 14.58% | 0.64865 | 0.83188 | 74.96% | 11.91% | 13.13% | 0.58447 | 0.74956 | 100% | 0% | 0% | 0.5774 | 1 | 93.61% | 5.249% | 1.137% | 0.55366 | 0.93613 | 38.94% | 34.1% | 26.96% | 0.53613 | 0.38935 | 4.2041 | 2.5786 | 0.19149 | 0.46693 | 228.1317 | 980.6779
MC-1 23/08/1984 | [5 empty] | 0 |  | 8.4 | 3.5 | 1370 | 120 | 38 | 0.9 | 370 | 15 | 2150 | 2.3 | 120 | 36 |  | 0.1 | 0.9 | [9 empty] | 0 | 0 | 0 |  | 0 | 8.4 | 3.5 | 1370 | 120 | 38 | 0.9 | 370 | 15 | 2150 | 2.3 | 120 | 36 | 0 | 0.1 | 0.9 | 0 | 0 | 0 | 0 | 0 | 0 |  |  |  |  | 65.1436 | 63.861 | 0.9942% |  | 83.25% | 2.227% | 14.52% | 0.64837 | 0.83253 | 74.78% | 12.17% | 13.04% | 0.58241 | 0.74783 | 100% | 0% | 0% | 0.5774 | 1 | 93.24% | 5.204% | 1.561% | 0.55637 | 0.93235 | 38.94% | 34.1% | 26.96% | 0.53613 | 0.38935 | 4.2041 | 2.5786 | 0.19149 | 0.46693 | 228.1317 | 980.6779
MC-1 31/08/1984 | [5 empty] | 0 |  | 8.4 | 3.5 | 1370 | 130 | 37 | 0.9 | 360 | 16 | 2150 | 2.3 | 120 | 36 |  | 0.1 | 1 | [9 empty] | 0 | 0 | 0 |  | 0 | 8.4 | 3.5 | 1370 | 130 | 37 | 0.9 | 360 | 16 | 2150 | 2.3 | 120 | 36 | 0 | 0.1 | 1 | 0 | 0 | 0 | 0 | 0 | 0 |  |  |  |  | 65.3494 | 63.861 | 1.152% |  | 82.45% | 2.205% | 15.34% | 0.65323 | 0.82454 | 74.14% | 12.07% | 13.79% | 0.58734 | 0.74138 | 100% | 0% | 0% | 0.5774 | 1 | 93.24% | 5.204% | 1.561% | 0.55637 | 0.93235 | 37.86% | 35.92% | 26.22% | 0.52132 | 0.37859 | 4.2736 | 2.6597 | 0.19565 | 0.48689 | 225.7444 | 969.6142
MC-1 06/09/1984 | [5 empty] | 0 |  | 8.4 | 3.5 | 1360 | 120 | 38 | 0.9 | 370 | 15 | 2140 | 2.3 | 120 | 36 |  | -0.1 | 0.9 | [9 empty] | 0 | 0 | 0 |  | 0 | 8.4 | 3.5 | 1360 | 120 | 38 | 0.9 | 370 | 15 | 2140 | 2.3 | 120 | 36 | 0 | 0.1 | 0.9 | 0 | 0 | 0 | 0 | 0 | 0 |  |  |  |  | 64.7086 | 63.5789 | 0.8806% |  | 83.19% | 2.235% | 14.58% | 0.64865 | 0.83188 | 74.69% | 12.22% | 13.09% | 0.58243 | 0.74695 | 100% | 0% | 0% | 0.5774 | 1 | 93.21% | 5.226% | 1.568% | 0.55627 | 0.93206 | 38.76% | 34.2% | 27.04% | 0.53602 | 0.38761 | 4.2041 | 2.5786 | 0.19149 | 0.46875 | 228.1317 | 980.6779
MC-1 13/09/1984 | [5 empty] | 0 |  | 8.6 | 3.5 | 1350 | 120 | 37 | 0.8 | 370 | 15 | 2140 | 2.3 | 120 | 26 |  | -0.1 | 0.9 | [9 empty] | 0 | 0 | 0 |  | 0 | 8.6 | 3.5 | 1350 | 120 | 37 | 0.8 | 370 | 15 | 2140 | 2.3 | 120 | 26 | 0 | 0.1 | 0.9 | 0 | 0 | 0 | 0 | 0 | 0 |  |  |  |  | 64.2154 | 63.415 | 0.6271% |  | 83.19% | 2.235% | 14.58% | 0.64865 | 0.83188 | 74.69% | 12.22% | 13.09% | 0.58243 | 0.74695 | 100% | 0% | 0% | 0.5774 | 1 | 93.61% | 5.249% | 1.137% | 0.55366 | 0.93613 | 39.19% | 34.84% | 25.97% | 0.52615 | 0.39194 | 4.2553 | 2.5902 | 0.17778 | 0.47059 | 228.1317 | 980.6779
MC-1 20/09/1984 | [5 empty] | 0 |  | 8.4 | 3.5 | 1360 | 120 | 38 | 0.8 | 370 | 15 | 2140 | 2.3 | 120 | 34 |  | -0.1 | 1 | [9 empty] | 0 | 0 | 0 |  | 0 | 8.4 | 3.5 | 1360 | 120 | 38 | 0.8 | 370 | 15 | 2140 | 2.3 | 120 | 34 | 0 | 0.1 | 1 | 0 | 0 | 0 | 0 | 0 | 0 |  |  |  |  | 64.7003 | 63.5461 | 0.9% |  | 83.19% | 2.235% | 14.58% | 0.64865 | 0.83188 | 74.69% | 12.22% | 13.09% | 0.58243 | 0.74695 | 100% | 0% | 0% | 0.5774 | 1 | 93.29% | 5.231% | 1.482% | 0.55575 | 0.93287 | 39.37% | 34.74% | 25.89% | 0.5263 | 0.3937 | 4.2553 | 2.5786 | 0.17391 | 0.46875 | 228.1317 | 980.6779
MC-1 28/09/1984 | [5 empty] | 0 |  | 8.4 | 3.5 | 1380 | 130 | 37 | 0.8 | 370 | 15 | 2140 | 2.3 | 120 | 35 |  | -0.1 | 0.9 | [9 empty] | 0 | 0 | 0 |  | 0 | 8.4 | 3.5 | 1380 | 130 | 37 | 0.8 | 370 | 15 | 2140 | 2.3 | 120 | 35 | 0 | 0.1 | 0.9 | 0 | 0 | 0 | 0 | 0 | 0 |  |  |  |  | 65.7761 | 63.5625 | 1.711% |  | 83.19% | 2.235% | 14.58% | 0.64865 | 0.83188 | 74.69% | 12.22% | 13.09% | 0.58243 | 0.74695 | 100% | 0% | 0% | 0.5774 | 1 | 93.25% | 5.229% | 1.525% | 0.55601 | 0.93246 | 38.61% | 36.37% | 25.02% | 0.51186 | 0.38608 | 4.3248 | 2.6597 | 0.17778 | 0.48507 | 228.1317 | 980.6779
MC-1 04/10/1984 | [5 empty] | 0 |  | 8.4 | 3.5 | 1350 | 130 | 37 | 0.9 | 360 | 14 | 2140 | 2.3 | 120 | 35 |  | -0.1 | 0.09 | [9 empty] | 0 | 0 | 0 |  | 0 | 8.4 | 3.5 | 1350 | 130 | 37 | 0.9 | 360 | 14 | 2140 | 2.3 | 120 | 35 | 0 | 0.1 | 0.09 | 0 | 0 | 0 | 0 | 0 | 0 |  |  |  |  | 64.4794 | 63.5625 | 0.7161% |  | 84% | 2.257% | 13.74% | 0.64368 | 0.84004 | 75.35% | 12.32% | 12.32% | 0.57739 | 0.75352 | 100% | 0% | 0% | 0.5774 | 1 | 93.25% | 5.229% | 1.525% | 0.55601 | 0.93246 | 37.51% | 36.12% | 26.36% | 0.52101 | 0.37514 | 4.2736 | 2.6597 | 0.19565 | 0.49057 | 225.7444 | 969.6142
MC-2 02/06/1982 | [5 empty] | 0 | [9 empty] | 970 | [5 empty] | -0.05 | [9 empty] | 0 | 0 | 0 |  | 0 | 0 | 0 | 0 | 0 | 0 | 0 | 0 | 0 | 970 | 0 | 0 | 0 | 0 | 0 | 0.05 | 0 | 0 | 0 | 0 | 0 | 0 |  |  |  |  | 0 | 27.3637 |  |  | 100% | 0% | 0% | 0.5774 | 1 | 100% | 0% | 0% | 0.5774 | 1
MC-2 03/06/1982 | [5 empty] | 0 |  |  | 2.3 | 720 | 74 | 28 | 4.2 | 230 | 7.8 | [16 empty] | 0 | 0 | 0 |  | 0 | 0 | 2.3 | 720 | 74 | 28 | 4.2 | 230 | 7.8 | 0 | 0 | 0 | 0 | 0 | 0 | 0 | 0 | 0 | 0 | 0 | 0 | 0 |  |  |  |  | 35.2863 | 0 | 100% |  | 0% | 0% | 100% | 1.1547 | 0 | 0% | 54.12% | 45.88% | 0.5298 | 0 | 100% | 0% | 0% | 0.5774 | 1 | [5 empty] | 20.52% | 21.09% | 58.4% | 0.79278 | 0.20516 | 3.1152 | 2.2913 | 0.6 | 0.50685 | 190.4924 | 810.2657
MC-2 03/06/1982 | [5 empty] | 0 |  | 8.5 | 2.3 | 740 | 72 | 33 | 4.3 | 240 | 5.6 | 990 | 0.8 | 200 | 106 |  | -0.5 | [10 empty] | 0 | 0 | 0 |  | 0 | 8.5 | 2.3 | 740 | 72 | 33 | 4.3 | 240 | 5.6 | 990 | 0.8 | 200 | 106 | 0 | 0.5 | 0 | 0 | 0 | 0 | 0 | 0 | 0 |  |  |  |  | 36.3906 | 33.8714 | 3.586% |  | 86.09% | 1.739% | 12.17% | 0.63764 | 0.86087 | 72.79% | 16.91% | 10.29% | 0.53918 | 0.72794 | 100% | 0% | 0% | 0.5774 | 1 | 76.39% | 15.43% | 8.179% | 0.53551 | 0.76389 | 20.94% | 20.38% | 58.68% | 0.79853 | 0.20942 | 3.0812 | 2.1962 | 0.56579 | 0.49315 | 193.5998 | 824.0725
MC-2 06/06/1982 | [5 empty] | 0 |  | 8.5 | [7 empty] | 960 |  |  | 106 | [12 empty] | 0 | 0 | 0 |  | 0 | 8.5 | 0 | 0 | 0 | 0 | 0 | 0 | 0 | 960 | 0 | 0 | 106 | 0 | 0 | 0 | 0 | 0 | 0 | 0 | 0 | 0 |  |  |  |  | 3.137e-06 | 28.8189 | -100% |  | 100% | 0% | 0% | 0.5774 | 1 | 100% | 0% | 0% | 0.5774 | 1 | [5 empty] | 90.06% | 0% | 9.944% | 0.63481 | 0.90056 | [5 empty] | -99 | -99 | -99 | -99 | #NUM! | -999
MC-2 08/06/1982 | [5 empty] | 0 |  |  | 2.3 | 700 | 72 | 27 | 3.7 | 210 | 7.7 | [16 empty] | 0 | 0 | 0 |  | 0 | 0 | 2.3 | 700 | 72 | 27 | 3.7 | 210 | 7.7 | 0 | 0 | 0 | 0 | 0 | 0 | 0 | 0 | 0 | 0 | 0 | 0 | 0 |  |  |  |  | 34.2742 | 0 | 100% |  | 0% | 0% | 100% | 1.1547 | 0 | 0% | 54.44% | 45.56% | 0.52611 | 0 | 100% | 0% | 0% | 0.5774 | 1 | [5 empty] | 20.94% | 21.53% | 57.53% | 0.78518 | 0.20936 | 3.1465 | 2.2833 | 0.57812 | 0.50704 | 183.9909 | 781.488
MC-2 08/06/1982 | [5 empty] | 0 |  | 8.3 | [7 empty] | 960 |  |  | 109 |  |  | 0.26 | [9 empty] | 0 | 0 | 0 |  | 0 | 8.3 | 0 | 0 | 0 | 0 | 0 | 0 | 0 | 960 | 0 | 0 | 109 | 0 | 0 | 0.26 | 0 | 0 | 0 | 0 | 0 | 0 |  |  |  |  | 4.9718e-06 | 28.8681 | -100% |  | 100% | 0% | 0% | 0.5774 | 1 | 100% | 0% | 0% | 0.5774 | 1 | [5 empty] | 89.8% | 0% | 10.2% | 0.63626 | 0.89804 | [5 empty] | -99 | -99 | -99 | -99 | #NUM! | -999
MC-2 21/10/1982 2400 | [5 empty] | 0 |  |  |  | 520 | 53 | 29 |  | 170 |  | 720 | [5 empty] | 0.23 | [9 empty] | 0 | 0 | 0 |  | 0 | 0 | 0 | 520 | 53 | 29 | 0 | 170 | 0 | 720 | 0 | 0 | 0 | 0 | 0 | 0.23 | 0 | 0 | 0 | 0 | 0 | 0 |  |  |  |  | 25.4223 | 20.3112 | 11.18% |  | 100% | 0% | 0% | 0.5774 | 1 | 100% | 0% | 0% | 0.5774 | 1 | [5 empty] | 100% | 0% | 0% | 0.5774 | 1 | 49.52% | 50.48% | 0% | 0.28595 | 0.49524 | -99 | 1.9862 | 0 | 0.50476 | 169.5885 | 718.1843
MC-2 22/10/1982 0800 | [5 empty] | 0 |  | 8.8 | 1.2 | 400 | 28 | 50 | 1.5 | 260 | 3.1 | 580 | 0.8 | 180 | 30 |  | -0.5 | [10 empty] | 0 | 0 | 0 |  | 0 | 8.8 | 1.2 | 400 | 28 | 50 | 1.5 | 260 | 3.1 | 580 | 0.8 | 180 | 30 | 0 | 0.5 | 0 | 0 | 0 | 0 | 0 | 0 | 0 |  |  |  |  | 20.935 | 20.6432 | 0.7018% |  | 85.61% | 2.952% | 11.44% | 0.62639 | 0.85609 | 74.6% | 15.43% | 9.968% | 0.54583 | 0.74598 | 100% | 0% | 0% | 0.5774 | 1 | 73.42% | 22.78% | 3.797% | 0.46776 | 0.73418 | 21% | 14.7% | 64.3% | 0.86372 | 0.21 | 2.7182 | 1.1953 | 0.23077 | 0.41176 | 199.5634 | 850.676
MC-2 23/10/1982 1000 | [5 empty] | 0 |  | 8.6 | 2 | 700 | 58 | 58 | 1.7 | 430 | 6.8 | 1070 | 1.5 | 160 | 42 |  | -0.5 | [10 empty] | 0 | 0 | 0 |  | 0 | 8.6 | 2 | 700 | 58 | 58 | 1.7 | 430 | 6.8 | 1070 | 1.5 | 160 | 42 | 0 | 0.5 | 0 | 0 | 0 | 0 | 0 | 0 | 0 |  |  |  |  | 35.283 | 34.2832 | 1.437% |  | 83.76% | 2.935% | 13.31% | 0.63727 | 0.83757 | 74.31% | 13.89% | 11.81% | 0.56536 | 0.74306 | 100% | 0% | 0% | 0.5774 | 1 | 84.12% | 12.58% | 3.302% | 0.52383 | 0.84119 | 27.09% | 22.45% | 50.46% | 0.7391 | 0.27091 | 3.2964 | 1.7634 | 0.22667 | 0.45312 | 241.9854 | 1045.8147
MC-2 23/10/1982 0200 | [5 empty] | 0 |  |  |  | 580 | 49 | 810 |  | 340 |  | 870 | [5 empty] | 0.17 | [9 empty] | 0 | 0 | 0 |  | 0 | 0 | 0 | 580 | 49 | 810 | 0 | 340 | 0 | 870 | 0 | 0 | 0 | 0 | 0 | 0.17 | 0 | 0 | 0 | 0 | 0 | 0 |  |  |  |  | 66.9019 | 24.5427 | 46.32% |  | 100% | 0% | 0% | 0.5774 | 1 | 100% | 0% | 0% | 0.5774 | 1 | [5 empty] | 100% | 0% | 0% | 0.5774 | 1 | 54.21% | 45.79% | 0% | 0.31298 | 0.54206 | -99 | 0.47191 | 0 | 0.45794 | 220.8739 | 947.1715
MC-2 23/10/1982 2400 | [5 empty] | 0 |  |  |  | 77 | 73 | 50 |  | 430 |  | 1220 | [5 empty] | 0.47 | [9 empty] | 0 | 0 | 0 |  | 0 | 0 | 0 | 77 | 73 | 50 | 0 | 430 | 0 | 1220 | 0 | 0 | 0 | 0 | 0 | 0.47 | 0 | 0 | 0 | 0 | 0 | 0 |  |  |  |  | 7.7111 | 34.4162 | -63.39% |  | 100% | 0% | 0% | 0.5774 | 1 | 100% | 0% | 0% | 0.5774 | 1 | [5 empty] | 100% | 0% | 0% | 0.5774 | 1 | 9.542% | 90.46% | 0% | 0.055093 | 0.095415 | -99 | 2.0277 | 0 | 0.90458 | 241.9854 | 1045.8147
MC-2 24/10/1982 1400 | [5 empty] | 0 |  | 2.4 | 2.3 | 820 | 77 | 55 | 1.8 | 440 | 9.4 | 1340 | 1.5 | 160 | 11 |  | -0.5 | [10 empty] | 0 | 0 | 0 |  | 0 | 2.4 | 2.3 | 820 | 77 | 55 | 1.8 | 440 | 9.4 | 1340 | 1.5 | 160 | 11 | 0 | 0.5 | 0 | 0 | 0 | 0 | 0 | 0 | 0 |  |  |  |  | 44.8399 | 41.3919 | 3.999% |  | 83.1% | 2.326% | 14.57% | 0.64811 | 0.83101 | 74.24% | 12.74% | 13.02% | 0.57899 | 0.74238 | 100% | 0% | 0% | 0.5774 | 1 | 88.68% | 10.59% | 0.728% | 0.52046 | 0.88683 | 27.97% | 26.27% | 45.76% | 0.68994 | 0.27971 | 3.5177 | 2.0326 | 0.24658 | 0.48428 | 244.2436 | 1056.6
MC-2 25/10/1982 0600 | [5 empty] | 0 |  | 8.7 | 2.6 | 950 | 93 | 49 | 0.6 | 470 | 10.5 | 1490 | 1.6 | 150 | 32 |  | -0.5 | 0.58 | [9 empty] | 0 | 0 | 0 |  | 0 | 8.7 | 2.6 | 950 | 93 | 49 | 0.6 | 470 | 10.5 | 1490 | 1.6 | 150 | 32 | 0 | 0.5 | 0.58 | 0 | 0 | 0 | 0 | 0 | 0 |  |  |  |  | 46.5999 | 45.7646 | 0.9043% |  | 83.12% | 2.232% | 14.64% | 0.64906 | 0.83124 | 74.04% | 12.92% | 13.04% | 0.5781 | 0.74037 | 100% | 0% | 0% | 0.5774 | 1 | 89.11% | 8.971% | 1.914% | 0.53665 | 0.89115 | 35.79% | 35.03% | 29.18% | 0.54357 | 0.35787 | 4.1588 | 2.2468 | 0.10909 | 0.49468 | 250.9863 | 1089.1218
MC-2 25/10/1982 0200 | [5 empty] | 0 |  |  |  | 890 | 84 | 56 |  | 480 |  | 1390 | [5 empty] | 0.22 | [9 empty] | 0 | 0 | 0 |  | 0 | 0 | 0 | 890 | 84 | 56 | 0 | 480 | 0 | 1390 | 0 | 0 | 0 | 0 | 0 | 0.22 | 0 | 0 | 0 | 0 | 0 | 0 |  |  |  |  | 43.6573 | 39.2119 | 5.364% |  | 100% | 0% | 0% | 0.5774 | 1 | 100% | 0% | 0% | 0.5774 | 1 | [5 empty] | 100% | 0% | 0% | 0.5774 | 1 | 51.45% | 48.55% | 0% | 0.29704 | 0.51445 | -99 | 2.1004 | 0 | 0.48555 | 253.232 | 1100.0655
MC-2 13/11/1982 1000 | [5 empty] | 0 |  | 8.3 | 3.1 | 1160 | 92 | 130 | 6.6 | 270 | 12.7 | 1820 | 1.5 | 180 | 41 |  | -0.5 | 0.95 | [9 empty] | 0 | 0 | 0 |  | 0 | 8.3 | 3.1 | 1160 | 92 | 130 | 6.6 | 270 | 12.7 | 1820 | 1.5 | 180 | 41 | 0 | 0.5 | 0.95 | 0 | 0 | 0 | 0 | 0 | 0 |  |  |  |  | 60.3168 | 55.8407 | 3.853% |  | 83.68% | 1.724% | 14.6% | 0.65172 | 0.83678 | 74.36% | 12.67% | 12.97% | 0.57916 | 0.74362 | 100% | 0% | 0% | 0.5774 | 1 | 89.17% | 8.819% | 2.009% | 0.53807 | 0.89172 | 24.95% | 19.79% | 55.26% | 0.78215 | 0.24951 | 3.108 | 1.8136 | 0.33673 | 0.44231 | 202.4319 | 863.5271
MC-2 13/11/1982 1145 | [5 empty] | 0 |  | 7.8 | 6.4 | 2120 | 200 | 450 | 6.5 | 240 | 20.1 | 7100 | 2.3 | 960 | 56 |  | 1.9 | 0.75 | [9 empty] | 0 | 0 | 0 |  | 0 | 7.8 | 6.4 | 2120 | 200 | 450 | 6.5 | 240 | 20.1 | 7100 | 2.3 | 960 | 56 | 0 | 1.9 | 0.75 | 0 | 0 | 0 | 0 | 0 | 0 |  |  |  |  | 121.3513 | 221.3171 | -29.17% |  | 92.69% | 0.7507% | 6.56% | 0.61094 | 0.92689 | 86.14% | 7.765% | 6.096% | 0.56776 | 0.86139 | 100% | 0% | 0% | 0.5774 | 1 | 87.48% | 11.83% | 0.69% | 0.51309 | 0.87482 | 31.79% | 29.99% | 38.23% | 0.62493 | 0.31786 | 3.7891 | 1.9488 | 0.12621 | 0.48544 | 193.5998 | 824.0725
MC-2 13/11/1982 1400 | [5 empty] | 0 |  | 9.1 | 5.2 | 2010 | 180 | 140 | 6.3 | 320 | 19.9 | 3010 | 2.6 | 420 | 31 |  | -0.5 | 0.77 | [9 empty] | 0 | 0 | 0 |  | 0 | 9.1 | 5.2 | 2010 | 180 | 140 | 6.3 | 320 | 19.9 | 3010 | 2.6 | 420 | 31 | 0 | 0.5 | 0.77 | 0 | 0 | 0 | 0 | 0 | 0 |  |  |  |  | 100.3189 | 94.3015 | 3.092% |  | 84.25% | 1.819% | 13.93% | 0.64729 | 0.84255 | 74.74% | 12.91% | 12.35% | 0.57416 | 0.74736 | 100% | 0% | 0% | 0.5774 | 1 | 86.97% | 12.14% | 0.8957% | 0.5125 | 0.86969 | 31.8% | 28.48% | 39.71% | 0.64222 | 0.31804 | 3.7112 | 2.3644 | 0.31034 | 0.47244 | 215.8524 | 924.2005
MC-2 13/11/1982 1600 | [5 empty] | 0 |  | 8.5 | 3 | 1110 | 92 | 100 | 9.1 | 410 | 12.8 | 1760 | 1.8 | 160 | 42 |  | -0.5 | 0.6 | [9 empty] | 0 | 0 | 0 |  | 0 | 8.5 | 3 | 1110 | 92 | 100 | 9.1 | 410 | 12.8 | 1760 | 1.8 | 160 | 42 | 0 | 0.5 | 0.6 | 0 | 0 | 0 | 0 | 0 | 0 |  |  |  |  | 56.8361 | 53.7639 | 2.778% |  | 82.82% | 2.118% | 15.06% | 0.65211 | 0.82824 | 73.95% | 12.61% | 13.45% | 0.58224 | 0.7395 | 100% | 0% | 0% | 0.5774 | 1 | 89.7% | 8.155% | 2.141% | 0.54267 | 0.89704 | 21.99% | 18.23% | 59.78% | 0.81722 | 0.21995 | 2.9685 | 1.9276 | 0.47644 | 0.4532 | 237.437 | 1024.2413
MC-2 13/11/1982 1800 | [5 empty] | 0 |  | 8.5 | 13.2 | 1190 | 104 | 180 | 17 | 430 | 12.9 | 1900 | 2.2 | 190 | 25 |  | -0.5 | [10 empty] | 0 | 0 | 0 |  | 0 | 8.5 | 13.2 | 1190 | 104 | 180 | 17 | 430 | 12.9 | 1900 | 2.2 | 190 | 25 | 0 | 0.5 | 0 | 0 | 0 | 0 | 0 | 0 | 0 |  |  |  |  | 66.7347 | 58.0804 | 6.934% |  | 83.42% | 2.415% | 14.16% | 0.6452 | 0.83425 | 53.63% | 37.26% | 9.104% | 0.41481 | 0.53634 | 100% | 0% | 0% | 0.5774 | 1 | 89.83% | 8.983% | 1.182% | 0.53235 | 0.89835 | 18.73% | 16.37% | 64.9% | 0.85754 | 0.18731 | 2.8036 | 1.7788 | 0.48571 | 0.46637 | 241.9854 | 1045.8147
MC-2 13/11/1982 1900 | [5 empty] | 0 |  | 7 | 15 | 5250 | 450 | 760 | 2.2 | 130 | 52 | 8300 | 7.2 | 1400 | 58 |  | -0.5 | [10 empty] | 0 | 0 | 0 |  | 0 | 7 | 15 | 5250 | 450 | 760 | 2.2 | 130 | 52 | 8300 | 7.2 | 1400 | 58 | 0 | 0.5 | 0 | 0 | 0 | 0 | 0 | 0 | 0 |  |  |  |  | 280.1759 | 264.6206 | 2.855% |  | 84.87% | 1.84% | 13.29% | 0.64351 | 0.84867 | 74.77% | 13.51% | 11.71% | 0.56698 | 0.74775 | 100% | 0% | 0% | 0.5774 | 1 | 85.06% | 14.35% | 0.5944% | 0.49799 | 0.85058 | 46.74% | 40.06% | 13.2% | 0.42232 | 0.46736 | 4.964 | 2.4256 | 0.028133 | 0.46154 | 152.6236 | 644.2284
MC-3 15/10/1982 1700 | [5 empty] | 0 |  |  |  | 590 | 44 | 26 |  | 170 |  | 770 | [15 empty] | 0 | 0 | 0 |  | 0 | 0 | 0 | 590 | 44 | 26 | 0 | 170 | 0 | 770 | 0 | 0 | 0 | 0 | 0 | 0 | 0 | 0 | 0 | 0 | 0 | 0 |  |  |  |  | 28.0875 | 21.7217 | 12.78% |  | 100% | 0% | 0% | 0.5774 | 1 | 100% | 0% | 0% | 0.5774 | 1 | [15 empty] | -99 | 1.8719 | 0 | 0.42718 | 169.5885 | 718.1843
MC-3 16/10/1982 1900 | [5 empty] | 0 |  | 9.1 | 1.7 | 770 | 52 | 32 | 0.8 | 340 | 6 | 850 | 1.7 | 420 | 101 |  | -0.5 | 0.06 | [9 empty] | 0 | 0 | 0 |  | 0 | 9.1 | 1.7 | 770 | 52 | 32 | 0.8 | 340 | 6 | 850 | 1.7 | 420 | 101 | 0 | 0.5 | 0.06 | 0 | 0 | 0 | 0 | 0 | 0 |  |  |  |  | 36.76 | 34.4678 | 3.218% |  | 81.53% | 4.077% | 14.39% | 0.63693 | 0.81535 | 72.65% | 14.53% | 12.82% | 0.56752 | 0.7265 | 100% | 0% | 0% | 0.5774 | 1 | 62% | 30.63% | 7.367% | 0.44305 | 0.61999 | 35.25% | 23.8% | 40.95% | 0.67633 | 0.3525 | 3.5289 | 1.9269 | 0.2 | 0.4031 | 220.8739 | 947.1715
MC-3 16/10/1982 0100 | [5 empty] | 0 |  | 8.8 | 1.5 | 660 | 44 | 15 | 0.7 | 300 | 4.8 | 740 | 1.2 | 350 | 107 |  | -0.5 | -0.05 | [9 empty] | 0 | 0 | 0 |  | 0 | 8.8 | 1.5 | 660 | 44 | 15 | 0.7 | 300 | 4.8 | 740 | 1.2 | 350 | 107 | 0 | 0.5 | 0.05 | 0 | 0 | 0 | 0 | 0 | 0 |  |  |  |  | 30.885 | 29.9793 | 1.488% |  | 83.15% | 3.371% | 13.48% | 0.63578 | 0.83146 | 73.27% | 14.85% | 11.88% | 0.56024 | 0.73267 | 100% | 0% | 0% | 0.5774 | 1 | 61.82% | 29.24% | 8.939% | 0.46017 | 0.61821 | 34.08% | 22.72% | 43.2% | 0.69562 | 0.34079 | 3.4418 | 2.1108 | 0.31818 | 0.4 | 210.6497 | 900.5634
MC-3 16/10/1982 1000 | [5 empty] | 0 |  |  |  | 750 | 55 | 24 |  | 300 |  | 820 | [15 empty] | 0 | 0 | 0 |  | 0 | 0 | 0 | 750 | 55 | 24 | 0 | 300 | 0 | 820 | 0 | 0 | 0 | 0 | 0 | 0 | 0 | 0 | 0 | 0 | 0 | 0 |  |  |  |  | 35.229 | 23.1322 | 20.73% |  | 100% | 0% | 0% | 0.5774 | 1 | 100% | 0% | 0% | 0.5774 | 1 | [15 empty] | -99 | 2.1005 | 0 | 0.42308 | 210.6497 | 900.5634
MC-3 19/10/1982 2000 | [5 empty] | 0 |  |  |  | 1060 | 76 | 41 |  | 250 |  | 1370 | [15 empty] | 0 | 0 | 0 |  | 0 | 0 | 0 | 1060 | 76 | 41 | 0 | 250 | 0 | 1370 | 0 | 0 | 0 | 0 | 0 | 0 | 0 | 0 | 0 | 0 | 0 | 0 |  |  |  |  | 50.0992 | 38.6477 | 12.9% |  | 100% | 0% | 0% | 0.5774 | 1 | 100% | 0% | 0% | 0.5774 | 1 | [15 empty] | -99 | 2.1488 | 0 | 0.41758 | 196.6213 | 837.5332
MC-3 20/10/1982 1600 | [5 empty] | 0 |  | 9.6 | 2.4 | 1180 | 78 | 106 | 2.7 | 450 | 10.4 | 1360 | 2.6 | 590 | 39 |  | -0.5 | 0.26 | [9 empty] | 0 | 0 | 0 |  | 0 | 9.6 | 2.4 | 1180 | 78 | 106 | 2.7 | 450 | 10.4 | 1360 | 2.6 | 590 | 39 | 0 | 0.5 | 0.26 | 0 | 0 | 0 | 0 | 0 | 0 |  |  |  |  | 59.2095 | 51.4255 | 7.036% |  | 80.71% | 3.858% | 15.43% | 0.64421 | 0.80712 | 73.12% | 12.9% | 13.98% | 0.58359 | 0.73118 | 100% | 0% | 0% | 0.5774 | 1 | 68.38% | 29.66% | 1.961% | 0.41744 | 0.68376 | 32.75% | 21.65% | 45.6% | 0.71568 | 0.32749 | 3.3528 | 1.7589 | 0.20301 | 0.39796 | 246.4947 | 1067.4034
MC-3 20/10/1982 1000 | [5 empty] | 0 |  |  |  | 1090 | 84 | 32 |  | 270 |  | 1430 | [15 empty] | 0 | 0 | 0 |  | 0 | 0 | 0 | 1090 | 84 | 32 | 0 | 270 | 0 | 1430 | 0 | 0 | 0 | 0 | 0 | 0 | 0 | 0 | 0 | 0 | 0 | 0 |  |  |  |  | 51.1597 | 40.3403 | 11.82% |  | 100% | 0% | 0% | 0.5774 | 1 | 100% | 0% | 0% | 0.5774 | 1 | [15 empty] | -99 | 2.3434 | 0 | 0.43523 | 202.4319 | 863.5271
MC-3 21/10/1982 1000 | [5 empty] | 0 |  | 8.5 | 2.6 | 1130 | 79 | 26 | 2.9 | 260 | 9.6 | 470 | 1.2 | 400 | 114 |  | -0.5 | 0.3 | [9 empty] | 0 | 0 | 0 |  | 0 | 8.5 | 2.6 | 1130 | 79 | 26 | 2.9 | 260 | 9.6 | 470 | 1.2 | 400 | 114 | 0 | 0.5 | 0.3 | 0 | 0 | 0 | 0 | 0 | 0 |  |  |  |  | 53.1134 | 23.5183 | 38.62% |  | 63.51% | 4.054% | 32.43% | 0.74122 | 0.63514 | 48.45% | 26.8% | 24.74% | 0.56547 | 0.48454 | 100% | 0% | 0% | 0.5774 | 1 | 47.76% | 40.65% | 11.59% | 0.40957 | 0.47764 | 31.19% | 21.81% | 47% | 0.72285 | 0.3119 | 3.3329 | 2.3803 | 0.52727 | 0.41146 | 199.5634 | 850.676
MC-3 21/10/1982 2400 | [5 empty] | 0 |  |  |  | 930 | 69 | 25 |  | 340 |  | 1090 | [15 empty] | 0 | 0 | 0 |  | 0 | 0 | 0 | 930 | 69 | 25 | 0 | 340 | 0 | 1090 | 0 | 0 | 0 | 0 | 0 | 0 | 0 | 0 | 0 | 0 | 0 | 0 |  |  |  |  | 43.4668 | 30.7489 | 17.14% |  | 100% | 0% | 0% | 0.5774 | 1 | 100% | 0% | 0% | 0.5774 | 1 | [15 empty] | -99 | 2.2798 | 0 | 0.42593 | 220.8739 | 947.1715
MC-3 21/10/1982 1400 | [5 empty] | 0 |  |  |  | 840 | 63 | 52 |  | 320 |  | 980 | [15 empty] | 0 | 0 | 0 |  | 0 | 0 | 0 | 840 | 63 | 52 | 0 | 320 | 0 | 980 | 0 | 0 | 0 | 0 | 0 | 0 | 0 | 0 | 0 | 0 | 0 | 0 |  |  |  |  | 40.7457 | 27.6458 | 19.15% |  | 100% | 0% | 0% | 0.5774 | 1 | 100% | 0% | 0% | 0.5774 | 1 | [15 empty] | -99 | 1.8827 | 0 | 0.42857 | 215.8524 | 924.2005
MC-3 25/10/1982 2000 | [5 empty] | 0 |  | 8.3 | 0.7 | 290 | 27 | 50 | 1.9 | 240 | 1.6 | 250 | 0.7 | 370 | 68 |  | -0.5 | -0.05 | [9 empty] | 0 | 0 | 0 |  | 0 | 8.3 | 0.7 | 290 | 27 | 50 | 1.9 | 240 | 1.6 | 250 | 0.7 | 370 | 68 | 0 | 0.5 | 0.05 | 0 | 0 | 0 | 0 | 0 | 0 |  |  |  |  | 16.0853 | 15.9073 | 0.5564% |  | 81.3% | 5.691% | 13.01% | 0.61964 | 0.81301 | 69.44% | 19.44% | 11.11% | 0.52927 | 0.69444 | 100% | 0% | 0% | 0.5774 | 1 | 36.34% | 53.78% | 9.884% | 0.32394 | 0.36337 | 14.96% | 13.93% | 71.11% | 0.90749 | 0.14961 | 2.584 | 1.1638 | 0.27536 | 0.48214 | 193.5998 | 824.0725
MC-3 26/10/1982 0400 | [5 empty] | 0 |  | 8.4 | 1 | 450 | 37 | 26 | 1.8 | 290 | 3.3 | 450 | 1 | 390 | 87 |  | -0.5 | -0.05 | [9 empty] | 0 | 0 | 0 |  | 0 | 8.4 | 1 | 450 | 37 | 26 | 1.8 | 290 | 3.3 | 450 | 1 | 390 | 87 | 0 | 0.5 | 0.05 | 0 | 0 | 0 | 0 | 0 | 0 |  |  |  |  | 22.1384 | 22.2929 | -0.3477% |  | 80.72% | 4.484% | 14.8% | 0.63694 | 0.80717 | 71.15% | 15.81% | 13.04% | 0.56141 | 0.71146 | 100% | 0% | 0% | 0.5774 | 1 | 48.54% | 42.07% | 9.385% | 0.38866 | 0.48544 | 20.82% | 17.12% | 62.07% | 0.83687 | 0.20818 | 2.8811 | 1.7214 | 0.40909 | 0.45122 | 207.9701 | 888.4488
MC-3 26/10/1982 2000 | [5 empty] | 0 |  | 9.3 | 1.7 | 810 | 61 | 118 | 2.3 | 380 | 6.1 | 900 | 1.8 | 550 | 91 |  | -0.5 | 0.12 | [9 empty] | 0 | 0 | 0 |  | 0 | 9.3 | 1.7 | 810 | 61 | 118 | 2.3 | 380 | 6.1 | 900 | 1.8 | 550 | 91 | 0 | 0.5 | 0.12 | 0 | 0 | 0 | 0 | 0 | 0 |  |  |  |  | 43.1449 | 38.4262 | 5.785% |  | 82% | 4.1% | 13.9% | 0.63394 | 0.82005 | 73.62% | 13.91% | 12.47% | 0.56912 | 0.7362 | 100% | 0% | 0% | 0.5774 | 1 | 58.4% | 35.69% | 5.905% | 0.40541 | 0.58404 | 27.58% | 20.77% | 51.64% | 0.7556 | 0.27583 | 3.2089 | 1.4988 | 0.16312 | 0.42958 | 230.4915 | 991.6575
MC-3 26/10/1982 1200 | [5 empty] | 0 |  |  |  | 620 | 46 | 25 |  | 290 |  | 674 | [15 empty] | 0 | 0 | 0 |  | 0 | 0 | 0 | 620 | 46 | 25 | 0 | 290 | 0 | 674 | 0 | 0 | 0 | 0 | 0 | 0 | 0 | 0 | 0 | 0 | 0 | 0 |  |  |  |  | 29.3937 | 19.0135 | 21.44% |  | 100% | 0% | 0% | 0.5774 | 1 | 100% | 0% | 0% | 0.5774 | 1 | [15 empty] | -99 | 1.9276 | 0 | 0.42593 | 207.9701 | 888.4488
MC-3 27/10/1982 0900 | [5 empty] | 0 |  | 8.7 | 1.4 | 630 | 51 | 28 | 2.4 | 320 | 5.1 | 750 | 1.2 | 390 | 111 |  | -0.5 | 0.06 | [9 empty] | 0 | 0 | 0 |  | 0 | 8.7 | 1.4 | 630 | 51 | 28 | 2.4 | 320 | 5.1 | 750 | 1.2 | 390 | 111 | 0 | 0.5 | 0.06 | 0 | 0 | 0 | 0 | 0 | 0 |  |  |  |  | 30.5332 | 31.1598 | -1.016% |  | 82.64% | 3.306% | 14.05% | 0.63942 | 0.82645 | 73.71% | 13.76% | 12.53% | 0.57029 | 0.7371 | 100% | 0% | 0% | 0.5774 | 1 | 59.95% | 31.18% | 8.873% | 0.44862 | 0.59952 | 23.43% | 18.96% | 57.61% | 0.80047 | 0.23427 | 3.0349 | 1.968 | 0.46154 | 0.44737 | 215.8524 | 924.2005
MC-3 27/10/1982 2000 | [5 empty] | 0 |  |  |  | 1000 | 64 | 40 |  | 240 |  | 1270 | [15 empty] | 0 | 0 | 0 |  | 0 | 0 | 0 | 1000 | 64 | 40 | 0 | 240 | 0 | 1270 | 0 | 0 | 0 | 0 | 0 | 0 | 0 | 0 | 0 | 0 | 0 | 0 |  |  |  |  | 47.1325 | 35.8267 | 13.63% |  | 100% | 0% | 0% | 0.5774 | 1 | 100% | 0% | 0% | 0.5774 | 1 | [15 empty] | -99 | 2.0103 | 0 | 0.39024 | 193.5998 | 824.0725
MC-3 28/10/1982 1000 | [5 empty] | 0 |  | 9.1 | 1.7 | 800 | 59 | 12 | 0.9 | 290 | 7.1 | 960 | 1.2 | 390 | 61 |  | -0.5 | 0.13 | [9 empty] | 0 | 0 | 0 |  | 0 | 9.1 | 1.7 | 800 | 59 | 12 | 0.9 | 290 | 7.1 | 960 | 1.2 | 390 | 61 | 0 | 0.5 | 0.13 | 0 | 0 | 0 | 0 | 0 | 0 |  |  |  |  | 37.2542 | 36.2644 | 1.346% |  | 82.23% | 2.57% | 15.2% | 0.65033 | 0.82227 | 73.42% | 13% | 13.58% | 0.5807 | 0.73423 | 100% | 0% | 0% | 0.5774 | 1 | 68.04% | 27.64% | 4.323% | 0.44276 | 0.68037 | 34.21% | 25.23% | 40.56% | 0.66592 | 0.34207 | 3.5875 | 2.4625 | 0.42857 | 0.42446 | 207.9701 | 888.4488
MC-3 02/11/1982 1400 | [5 empty] | 0 |  | 8.8 | 1.8 | 770 | 57 | 20 | 1.6 | 320 | 6.7 | 950 | 1.3 | 360 | 101 |  | -0.5 | 0.16 | [9 empty] | 0 | 0 | 0 |  | 0 | 8.8 | 1.8 | 770 | 57 | 20 | 1.6 | 320 | 6.7 | 950 | 1.3 | 360 | 101 | 0 | 0.5 | 0.16 | 0 | 0 | 0 | 0 | 0 | 0 |  |  |  |  | 36.3692 | 36.0185 | 0.4845% |  | 82.61% | 2.826% | 14.57% | 0.64517 | 0.82609 | 73.22% | 13.87% | 12.91% | 0.57182 | 0.73218 | 100% | 0% | 0% | 0.5774 | 1 | 67.33% | 25.51% | 7.158% | 0.47141 | 0.67328 | 29.56% | 21.88% | 48.56% | 0.73138 | 0.2956 | 3.3076 | 2.2107 | 0.44444 | 0.42537 | 215.8524 | 924.2005
MC-3 02/11/1982 2200 | [5 empty] | 0 |  | 8.6 | 1.9 | 800 | 58 | 25 | 2.2 | 330 | 7.3 | 960 | 1.4 | 390 | 112 |  | -0.5 | 0.14 | [9 empty] | 0 | 0 | 0 |  | 0 | 8.6 | 1.9 | 800 | 58 | 25 | 2.2 | 330 | 7.3 | 960 | 1.4 | 390 | 112 | 0 | 0.5 | 0.14 | 0 | 0 | 0 | 0 | 0 | 0 |  |  |  |  | 38.0131 | 37.1108 | 1.201% |  | 81.53% | 2.972% | 15.5% | 0.64971 | 0.81529 | 72.05% | 14.26% | 13.7% | 0.57414 | 0.72045 | 100% | 0% | 0% | 0.5774 | 1 | 65.66% | 26.68% | 7.661% | 0.4676 | 0.65663 | 27.94% | 20.26% | 51.8% | 0.7595 | 0.2794 | 3.1844 | 2.1289 | 0.46809 | 0.42029 | 218.3839 | 935.7604
MC-3 09/11/1982 1200 | [5 empty] | 0 |  | 8.8 | 2.3 | 960 | 70 | 19 | 1.4 | 340 | 8.9 | 1330 | 1.3 | 340 | 107 |  | -0.5 | 0.42 | [9 empty] | 0 | 0 | 0 |  | 0 | 8.8 | 2.3 | 960 | 70 | 19 | 1.4 | 340 | 8.9 | 1330 | 1.3 | 340 | 107 | 0 | 0.5 | 0.42 | 0 | 0 | 0 | 0 | 0 | 0 |  |  |  |  | 44.9723 | 46.4203 | -1.584% |  | 83.91% | 2.05% | 14.04% | 0.6466 | 0.83912 | 74.61% | 12.9% | 12.48% | 0.57496 | 0.74614 | 100% | 0% | 0% | 0.5774 | 1 | 74.85% | 19.13% | 6.021% | 0.50169 | 0.74845 | 33.76% | 24.62% | 41.62% | 0.67549 | 0.33765 | 3.5441 | 2.4114 | 0.42424 | 0.42169 | 220.8739 | 947.1715
MC-3 09/11/1982 2000 | [5 empty] | 0 |  | 9 | 2.3 | 970 | 66 | 29 | 1.9 | 280 | 9.3 | 1270 | 1.7 | 390 | 90 |  | -0.5 | 0.4 | [9 empty] | 0 | 0 | 0 |  | 0 | 9 | 2.3 | 970 | 66 | 29 | 1.9 | 280 | 9.3 | 1270 | 1.7 | 390 | 90 | 0 | 0.5 | 0.4 | 0 | 0 | 0 | 0 | 0 | 0 |  |  |  |  | 45.8452 | 45.5111 | 0.3657% |  | 82.2% | 2.751% | 15.05% | 0.64839 | 0.82201 | 73.3% | 13.28% | 13.42% | 0.57822 | 0.73304 | 100% | 0% | 0% | 0.5774 | 1 | 72.57% | 22.29% | 5.143% | 0.47841 | 0.72571 | 32.24% | 21.94% | 45.82% | 0.71524 | 0.32243 | 3.3603 | 2.1767 | 0.39583 | 0.40491 | 205.2324 | 876.1105
MC-3 09/11/1982 1600 | [5 empty] | 0 |  |  |  | 970 | 69 | 16 |  | 320 |  | 1240 | [15 empty] | 0 | 0 | 0 |  | 0 | 0 | 0 | 970 | 69 | 16 | 0 | 320 | 0 | 1240 | 0 | 0 | 0 | 0 | 0 | 0 | 0 | 0 | 0 | 0 | 0 | 0 |  |  |  |  | 44.7577 | 34.9804 | 12.26% |  | 100% | 0% | 0% | 0.5774 | 1 | 100% | 0% | 0% | 0.5774 | 1 | [15 empty] | -99 | 2.4736 | 0 | 0.41566 | 215.8524 | 924.2005
MC-3 11/11/1982 1436 | [5 empty] | 0 |  | 8.9 | 2.3 | 970 | 71 | 13 | 0.8 | 300 | 9.9 | 1280 | 1.4 | 350 | 120 |  | -0.5 | 0.33 | [9 empty] | 0 | 0 | 0 |  | 0 | 8.9 | 2.3 | 970 | 71 | 13 | 0.8 | 300 | 9.9 | 1280 | 1.4 | 350 | 120 | 0 | 0.5 | 0.33 | 0 | 0 | 0 | 0 | 0 | 0 |  |  |  |  | 45.0842 | 45.4363 | -0.389% |  | 81.92% | 2.24% | 15.84% | 0.65591 | 0.8192 | 72.83% | 13.09% | 14.08% | 0.58314 | 0.72831 | 100% | 0% | 0% | 0.5774 | 1 | 73.14% | 20% | 6.857% | 0.50151 | 0.73143 | 37.68% | 27.58% | 34.74% | 0.61873 | 0.37678 | 3.7994 | 2.5886 | 0.38095 | 0.42262 | 210.6497 | 900.5634
MC-3 11/11/1982 1834 | [5 empty] | 0 |  | 9 | 2.4 | 1010 | 71 | 35 | 1.3 | 240 | 9.7 | 1370 | 1.9 | 410 | 71 |  | -0.5 | 0.43 | [9 empty] | 0 | 0 | 0 |  | 0 | 9 | 2.4 | 1010 | 71 | 35 | 1.3 | 240 | 9.7 | 1370 | 1.9 | 410 | 71 | 0 | 0.5 | 0.43 | 0 | 0 | 0 | 0 | 0 | 0 |  |  |  |  | 47.9775 | 48.4476 | -0.4875% |  | 82.53% | 2.861% | 14.61% | 0.64521 | 0.8253 | 73.95% | 12.96% | 13.09% | 0.57817 | 0.73954 | 100% | 0% | 0% | 0.5774 | 1 | 74.01% | 22.15% | 3.836% | 0.47165 | 0.74014 | 35.31% | 24.82% | 39.86% | 0.6642 | 0.35313 | 3.5886 | 2.1584 | 0.27083 | 0.41279 | 193.5998 | 824.0725
MC-3 11/11/1982 1248 | [5 empty] | 0 |  |  |  | 1100 | 76 | 17 |  | 290 |  | 1440 | [15 empty] | 0 | 0 | 0 |  | 0 | 0 | 0 | 1100 | 76 | 17 | 0 | 290 | 0 | 1440 | 0 | 0 | 0 | 0 | 0 | 0 | 0 | 0 | 0 | 0 | 0 | 0 |  |  |  |  | 50.6416 | 40.6224 | 10.98% |  | 100% | 0% | 0% | 0.5774 | 1 | 100% | 0% | 0% | 0.5774 | 1 | [5 empty] | 100% | 0% | 0% | 0.5774 | 1 | 59.14% | 40.86% | 0% | 0.34147 | 0.5914 | -99 | 2.5312 | 0 | 0.4086 | 207.9701 | 888.4488
MC-3 11/11/1982 1634 | [5 empty] | 0 |  |  |  | 970 | 68 | 12 |  | 320 |  | 1210 | [15 empty] | 0 | 0 | 0 |  | 0 | 0 | 0 | 970 | 68 | 12 | 0 | 320 | 0 | 1210 | 0 | 0 | 0 | 0 | 0 | 0 | 0 | 0 | 0 | 0 | 0 | 0 |  |  |  |  | 44.5326 | 34.1341 | 13.22% |  | 100% | 0% | 0% | 0.5774 | 1 | 100% | 0% | 0% | 0.5774 | 1 | [5 empty] | 100% | 0% | 0% | 0.5774 | 1 | 58.79% | 41.21% | 0% | 0.33944 | 0.58788 | -99 | 2.5858 | 0 | 0.41212 | 215.8524 | 924.2005
[6 empty] | 0 | [26 empty] | 0 | 0 |  | 0 | 0 | 0 | 0 | 0 | 0 | 0 | 0 | 0 | 0 | 0 | 0 | 0 | 0 | 0 | 0 | 0 | 0 | 0 | 0 | 0 | 0 |  |  |  |  | 0 | 0
[6 empty] | 0 | [26 empty] | 0 | 0 |  | 0 | 0 | 0 | 0 | 0 | 0 | 0 | 0 | 0 | 0 | 0 | 0 | 0 | 0 | 0 | 0 | 0 | 0 | 0 | 0 | 0 | 0 |  |  |  |  | 0 | 0
[6 empty] | 0 | [26 empty] | 0 | 0 |  | 0 | 0 | 0 | 0 | 0 | 0 | 0 | 0 | 0 | 0 | 0 | 0 | 0 | 0 | 0 | 0 | 0 | 0 | 0 | 0 | 0 | 0 |  |  |  |  | 0 | 0
[6 empty] | 0 | [26 empty] | 0 | 0 |  | 0 | 0 | 0 | 0 | 0 | 0 | 0 | 0 | 0 | 0 | 0 | 0 | 0 | 0 | 0 | 0 | 0 | 0 | 0 | 0 | 0 | 0 |  |  |  |  | 0 | 0
[6 empty] | 0 | [26 empty] | 0 | 0 |  | 0 | 0 | 0 | 0 | 0 | 0 | 0 | 0 | 0 | 0 | 0 | 0 | 0 | 0 | 0 | 0 | 0 | 0 | 0 | 0 | 0 | 0 |  |  |  |  | 0 | 0
[6 empty] | 0 | [26 empty] | 0 | 0 |  | 0 | 0 | 0 | 0 | 0 | 0 | 0 | 0 | 0 | 0 | 0 | 0 | 0 | 0 | 0 | 0 | 0 | 0 | 0 | 0 | 0 | 0 |  |  |  |  | 0 | 0
[6 empty] | 0 | [26 empty] | 0 | 0 |  | 0 | 0 | 0 | 0 | 0 | 0 | 0 | 0 | 0 | 0 | 0 | 0 | 0 | 0 | 0 | 0 | 0 | 0 | 0 | 0 | 0 | 0 |  |  |  |  | 0 | 0
[6 empty] | 0 | [26 empty] | 0 | 0 |  | 0 | 0 | 0 | 0 | 0 | 0 | 0 | 0 | 0 | 0 | 0 | 0 | 0 | 0 | 0 | 0 | 0 | 0 | 0 | 0 | 0 | 0 |  |  |  |  | 0 | 0
[6 empty] | 0 | [26 empty] | 0 | 0 |  | 0 | 0 | 0 | 0 | 0 | 0 | 0 | 0 | 0 | 0 | 0 | 0 | 0 | 0 | 0 | 0 | 0 | 0 | 0 | 0 | 0 | 0 |  |  |  |  | 0 | 0
[6 empty] | 0 | [26 empty] | 0 | 0 |  | 0 | 0 | 0 | 0 | 0 | 0 | 0 | 0 | 0 | 0 | 0 | 0 | 0 | 0 | 0 | 0 | 0 | 0 | 0 | 0 | 0 | 0 |  |  |  |  | 0 | 0
[6 empty] | 0 | [26 empty] | 0 | 0 |  | 0 | 0 | 0 | 0 | 0 | 0 | 0 | 0 | 0 | 0 | 0 | 0 | 0 | 0 | 0 | 0 | 0 | 0 | 0 | 0 | 0 | 0 |  |  |  |  | 0 | 0
[6 empty] | 0 | [26 empty] | 0 | 0 |  | 0 | 0 | 0 | 0 | 0 | 0 | 0 | 0 | 0 | 0 | 0 | 0 | 0 | 0 | 0 | 0 | 0 | 0 | 0 | 0 | 0 | 0 |  |  |  |  | 0 | 0
[6 empty] | 0 | [26 empty] | 0 | 0 |  | 0 | 0 | 0 | 0 | 0 | 0 | 0 | 0 | 0 | 0 | 0 | 0 | 0 | 0 | 0 | 0 | 0 | 0 | 0 | 0 | 0 | 0 |  |  |  |  | 0 | 0
[6 empty] | 0 | [26 empty] | 0 | 0 |  | 0 | 0 | 0 | 0 | 0 | 0 | 0 | 0 | 0 | 0 | 0 | 0 | 0 | 0 | 0 | 0 | 0 | 0 | 0 | 0 | 0 | 0 |  |  |  |  | 0 | 0
[6 empty] | 0 | [26 empty] | 0 | 0 |  | 0 | 0 | 0 | 0 | 0 | 0 | 0 | 0 | 0 | 0 | 0 | 0 | 0 | 0 | 0 | 0 | 0 | 0 | 0 | 0 | 0 | 0 |  |  |  |  | 0 | 0
[6 empty] | 0 | [26 empty] | 0 | 0 |  | 0 | 0 | 0 | 0 | 0 | 0 | 0 | 0 | 0 | 0 | 0 | 0 | 0 | 0 | 0 | 0 | 0 | 0 | 0 | 0 | 0 | 0 |  |  |  |  | 0 | 0
[6 empty] | 0 | [26 empty] | 0 | 0 |  | 0 | 0 | 0 | 0 | 0 | 0 | 0 | 0 | 0 | 0 | 0 | 0 | 0 | 0 | 0 | 0 | 0 | 0 | 0 | 0 | 0 | 0 |  |  |  |  | 0 | 0
[6 empty] | 0 | [26 empty] | 0 | 0 |  | 0 | 0 | 0 | 0 | 0 | 0 | 0 | 0 | 0 | 0 | 0 | 0 | 0 | 0 | 0 | 0 | 0 | 0 | 0 | 0 | 0 | 0 |  |  |  |  | 0 | 0
[6 empty] | 0 | [26 empty] | 0 | 0 |  | 0 | 0 | 0 | 0 | 0 | 0 | 0 | 0 | 0 | 0 | 0 | 0 | 0 | 0 | 0 | 0 | 0 | 0 | 0 | 0 | 0 | 0 |  |  |  |  | 0 | 0
[6 empty] | 0 | [26 empty] | 0 | 0 |  | 0 | 0 | 0 | 0 | 0 | 0 | 0 | 0 | 0 | 0 | 0 | 0 | 0 | 0 | 0 | 0 | 0 | 0 | 0 | 0 | 0 | 0 |  |  |  |  | 0 | 0
[6 empty] | 0 | [26 empty] | 0 | 0 |  | 0 | 0 | 0 | 0 | 0 | 0 | 0 | 0 | 0 | 0 | 0 | 0 | 0 | 0 | 0 | 0 | 0 | 0 | 0 | 0 | 0 | 0 |  |  |  |  | 0 | 0
[6 empty] | 0 | [26 empty] | 0 | 0 |  | 0 | 0 | 0 | 0 | 0 | 0 | 0 | 0 | 0 | 0 | 0 | 0 | 0 | 0 | 0 | 0 | 0 | 0 | 0 | 0 | 0 | 0 |  |  |  |  | 0 | 0
[6 empty] | 0 | [26 empty] | 0 | 0 |  | 0 | 0 | 0 | 0 | 0 | 0 | 0 | 0 | 0 | 0 | 0 | 0 | 0 | 0 | 0 | 0 | 0 | 0 | 0 | 0 | 0 | 0 |  |  |  |  | 0 | 0
[6 empty] | 0 | [26 empty] | 0 | 0 |  | 0 | 0 | 0 | 0 | 0 | 0 | 0 | 0 | 0 | 0 | 0 | 0 | 0 | 0 | 0 | 0 | 0 | 0 | 0 | 0 | 0 | 0 |  |  |  |  | 0 | 0
[6 empty] | 0 | [26 empty] | 0 | 0 |  | 0 | 0 | 0 | 0 | 0 | 0 | 0 | 0 | 0 | 0 | 0 | 0 | 0 | 0 | 0 | 0 | 0 | 0 | 0 | 0 | 0 | 0 |  |  |  |  | 0 | 0
[6 empty] | 0 | [26 empty] | 0 | 0 |  | 0 | 0 | 0 | 0 | 0 | 0 | 0 | 0 | 0 | 0 | 0 | 0 | 0 | 0 | 0 | 0 | 0 | 0 | 0 | 0 | 0 | 0 |  |  |  |  | 0 | 0
[6 empty] | 0 | [26 empty] | 0 | 0 |  | 0 | 0 | 0 | 0 | 0 | 0 | 0 | 0 | 0 | 0 | 0 | 0 | 0 | 0 | 0 | 0 | 0 | 0 | 0 | 0 | 0 | 0 |  |  |  |  | 0 | 0
[6 empty] | 0 | [26 empty] | 0 | 0 |  | 0 | 0 | 0 | 0 | 0 | 0 | 0 | 0 | 0 | 0 | 0 | 0 | 0 | 0 | 0 | 0 | 0 | 0 | 0 | 0 | 0 | 0 |  |  |  |  | 0 | 0
[6 empty] | 0 | [26 empty] | 0 | 0 |  | 0 | 0 | 0 | 0 | 0 | 0 | 0 | 0 | 0 | 0 | 0 | 0 | 0 | 0 | 0 | 0 | 0 | 0 | 0 | 0 | 0 | 0 |  |  |  |  | 0 | 0
[6 empty] | 0 | [26 empty] | 0 | 0 |  | 0 | 0 | 0 | 0 | 0 | 0 | 0 | 0 | 0 | 0 | 0 | 0 | 0 | 0 | 0 | 0 | 0 | 0 | 0 | 0 | 0 | 0 |  |  |  |  | 0 | 0
[6 empty] | 0 | [26 empty] | 0 | 0 |  | 0 | 0 | 0 | 0 | 0 | 0 | 0 | 0 | 0 | 0 | 0 | 0 | 0 | 0 | 0 | 0 | 0 | 0 | 0 | 0 | 0 | 0 |  |  |  |  | 0 | 0
[6 empty] | 0 | [26 empty] | 0 | 0 |  | 0 | 0 | 0 | 0 | 0 | 0 | 0 | 0 | 0 | 0 | 0 | 0 | 0 | 0 | 0 | 0 | 0 | 0 | 0 | 0 | 0 | 0 |  |  |  |  | 0 | 0
[6 empty] | 0 | [26 empty] | 0 | 0 |  | 0 | 0 | 0 | 0 | 0 | 0 | 0 | 0 | 0 | 0 | 0 | 0 | 0 | 0 | 0 | 0 | 0 | 0 | 0 | 0 | 0 | 0 |  |  |  |  | 0 | 0
[6 empty] | 0 | [26 empty] | 0 | 0 |  | 0 | 0 | 0 | 0 | 0 | 0 | 0 | 0 | 0 | 0 | 0 | 0 | 0 | 0 | 0 | 0 | 0 | 0 | 0 | 0 | 0 | 0 |  |  |  |  | 0 | 0
[6 empty] | 0 | [26 empty] | 0 | 0 |  | 0 | 0 | 0 | 0 | 0 | 0 | 0 | 0 | 0 | 0 | 0 | 0 | 0 | 0 | 0 | 0 | 0 | 0 | 0 | 0 | 0 | 0 |  |  |  |  | 0 | 0
[6 empty] | 0 | [26 empty] | 0 | 0 |  | 0 | 0 | 0 | 0 | 0 | 0 | 0 | 0 | 0 | 0 | 0 | 0 | 0 | 0 | 0 | 0 | 0 | 0 | 0 | 0 | 0 | 0 |  |  |  |  | 0 | 0
[6 empty] | 0 | [26 empty] | 0 | 0 |  | 0 | 0 | 0 | 0 | 0 | 0 | 0 | 0 | 0 | 0 | 0 | 0 | 0 | 0 | 0 | 0 | 0 | 0 | 0 | 0 | 0 | 0 |  |  |  |  | 0 | 0
[6 empty] | 0 | [26 empty] | 0 | 0 |  | 0 | 0 | 0 | 0 | 0 | 0 | 0 | 0 | 0 | 0 | 0 | 0 | 0 | 0 | 0 | 0 | 0 | 0 | 0 | 0 | 0 | 0 |  |  |  |  | 0 | 0
[6 empty] | 0 | [26 empty] | 0 | 0 |  | 0 | 0 | 0 | 0 | 0 | 0 | 0 | 0 | 0 | 0 | 0 | 0 | 0 | 0 | 0 | 0 | 0 | 0 | 0 | 0 | 0 | 0 |  |  |  |  | 0 | 0
[6 empty] | 0 | [26 empty] | 0 | 0 |  | 0 | 0 | 0 | 0 | 0 | 0 | 0 | 0 | 0 | 0 | 0 | 0 | 0 | 0 | 0 | 0 | 0 | 0 | 0 | 0 | 0 | 0 |  |  |  |  | 0 | 0
[6 empty] | 0 | [26 empty] | 0 | 0 |  | 0 | 0 | 0 | 0 | 0 | 0 | 0 | 0 | 0 | 0 | 0 | 0 | 0 | 0 | 0 | 0 | 0 | 0 | 0 | 0 | 0 | 0 |  |  |  |  | 0 | 0
[6 empty] | 0 | [26 empty] | 0 | 0 |  | 0 | 0 | 0 | 0 | 0 | 0 | 0 | 0 | 0 | 0 | 0 | 0 | 0 | 0 | 0 | 0 | 0 | 0 | 0 | 0 | 0 | 0 |  |  |  |  | 0 | 0
[6 empty] | 0 | [26 empty] | 0 | 0 |  | 0 | 0 | 0 | 0 | 0 | 0 | 0 | 0 | 0 | 0 | 0 | 0 | 0 | 0 | 0 | 0 | 0 | 0 | 0 | 0 | 0 | 0 |  |  |  |  | 0 | 0
[6 empty] | 0 | [26 empty] | 0 | 0 |  | 0 | 0 | 0 | 0 | 0 | 0 | 0 | 0 | 0 | 0 | 0 | 0 | 0 | 0 | 0 | 0 | 0 | 0 | 0 | 0 | 0 | 0 |  |  |  |  | 0 | 0
[6 empty] | 0 | [26 empty] | 0 | 0 |  | 0 | 0 | 0 | 0 | 0 | 0 | 0 | 0 | 0 | 0 | 0 | 0 | 0 | 0 | 0 | 0 | 0 | 0 | 0 | 0 | 0 | 0 |  |  |  |  | 0 | 0
[6 empty] | 0 | [26 empty] | 0 | 0 |  | 0 | 0 | 0 | 0 | 0 | 0 | 0 | 0 | 0 | 0 | 0 | 0 | 0 | 0 | 0 | 0 | 0 | 0 | 0 | 0 | 0 | 0 |  |  |  |  | 0 | 0
[6 empty] | 0 | [26 empty] | 0 | 0 |  | 0 | 0 | 0 | 0 | 0 | 0 | 0 | 0 | 0 | 0 | 0 | 0 | 0 | 0 | 0 | 0 | 0 | 0 | 0 | 0 | 0 | 0 |  |  |  |  | 0 | 0
[6 empty] | 0 | [26 empty] | 0 | 0 |  | 0 | 0 | 0 | 0 | 0 | 0 | 0 | 0 | 0 | 0 | 0 | 0 | 0 | 0 | 0 | 0 | 0 | 0 | 0 | 0 | 0 | 0 |  |  |  |  | 0 | 0
[6 empty] | 0 | [26 empty] | 0 | 0 |  | 0 | 0 | 0 | 0 | 0 | 0 | 0 | 0 | 0 | 0 | 0 | 0 | 0 | 0 | 0 | 0 | 0 | 0 | 0 | 0 | 0 | 0 |  |  |  |  | 0 | 0
[6 empty] | 0 | [26 empty] | 0 | 0 |  | 0 | 0 | 0 | 0 | 0 | 0 | 0 | 0 | 0 | 0 | 0 | 0 | 0 | 0 | 0 | 0 | 0 | 0 | 0 | 0 | 0 | 0 |  |  |  |  | 0 | 0
[6 empty] | 0 | [26 empty] | 0 | 0 |  | 0 | 0 | 0 | 0 | 0 | 0 | 0 | 0 | 0 | 0 | 0 | 0 | 0 | 0 | 0 | 0 | 0 | 0 | 0 | 0 | 0 | 0 |  |  |  |  | 0 | 0
[6 empty] | 0 | [26 empty] | 0 | 0 |  | 0 | 0 | 0 | 0 | 0 | 0 | 0 | 0 | 0 | 0 | 0 | 0 | 0 | 0 | 0 | 0 | 0 | 0 | 0 | 0 | 0 | 0 |  |  |  |  | 0 | 0
[6 empty] | 0 | [26 empty] | 0 | 0 |  | 0 | 0 | 0 | 0 | 0 | 0 | 0 | 0 | 0 | 0 | 0 | 0 | 0 | 0 | 0 | 0 | 0 | 0 | 0 | 0 | 0 | 0 |  |  |  |  | 0 | 0
[6 empty] | 0 | [26 empty] | 0 | 0 |  | 0 | 0 | 0 | 0 | 0 | 0 | 0 | 0 | 0 | 0 | 0 | 0 | 0 | 0 | 0 | 0 | 0 | 0 | 0 | 0 | 0 | 0 |  |  |  |  | 0 | 0
[6 empty] | 0 | [26 empty] | 0 | 0 |  | 0 | 0 | 0 | 0 | 0 | 0 | 0 | 0 | 0 | 0 | 0 | 0 | 0 | 0 | 0 | 0 | 0 | 0 | 0 | 0 | 0 | 0 |  |  |  |  | 0 | 0
[6 empty] | 0 | [26 empty] | 0 | 0 |  | 0 | 0 | 0 | 0 | 0 | 0 | 0 | 0 | 0 | 0 | 0 | 0 | 0 | 0 | 0 | 0 | 0 | 0 | 0 | 0 | 0 | 0 |  |  |  |  | 0 | 0
[6 empty] | 0 | [26 empty] | 0 | 0 |  | 0 | 0 | 0 | 0 | 0 | 0 | 0 | 0 | 0 | 0 | 0 | 0 | 0 | 0 | 0 | 0 | 0 | 0 | 0 | 0 | 0 | 0 |  |  |  |  | 0 | 0
[6 empty] | 0 | [26 empty] | 0 | 0 |  | 0 | 0 | 0 | 0 | 0 | 0 | 0 | 0 | 0 | 0 | 0 | 0 | 0 | 0 | 0 | 0 | 0 | 0 | 0 | 0 | 0 | 0 |  |  |  |  | 0 | 0
[6 empty] | 0 | [26 empty] | 0 | 0 |  | 0 | 0 | 0 | 0 | 0 | 0 | 0 | 0 | 0 | 0 | 0 | 0 | 0 | 0 | 0 | 0 | 0 | 0 | 0 | 0 | 0 | 0 |  |  |  |  | 0 | 0
[6 empty] | 0 | [26 empty] | 0 | 0 |  | 0 | 0 | 0 | 0 | 0 | 0 | 0 | 0 | 0 | 0 | 0 | 0 | 0 | 0 | 0 | 0 | 0 | 0 | 0 | 0 | 0 | 0 |  |  |  |  | 0 | 0
[6 empty] | 0 | [26 empty] | 0 | 0 |  | 0 | 0 | 0 | 0 | 0 | 0 | 0 | 0 | 0 | 0 | 0 | 0 | 0 | 0 | 0 | 0 | 0 | 0 | 0 | 0 | 0 | 0 |  |  |  |  | 0 | 0
[6 empty] | 0 | [26 empty] | 0 | 0 |  | 0 | 0 | 0 | 0 | 0 | 0 | 0 | 0 | 0 | 0 | 0 | 0 | 0 | 0 | 0 | 0 | 0 | 0 | 0 | 0 | 0 | 0 |  |  |  |  | 0 | 0
[6 empty] | 0 | [26 empty] | 0 | 0 |  | 0 | 0 | 0 | 0 | 0 | 0 | 0 | 0 | 0 | 0 | 0 | 0 | 0 | 0 | 0 | 0 | 0 | 0 | 0 | 0 | 0 | 0 |  |  |  |  | 0 | 0
[6 empty] | 0 | [26 empty] | 0 | 0 |  | 0 | 0 | 0 | 0 | 0 | 0 | 0 | 0 | 0 | 0 | 0 | 0 | 0 | 0 | 0 | 0 | 0 | 0 | 0 | 0 | 0 | 0 |  |  |  |  | 0 | 0
[6 empty] | 0 | [26 empty] | 0 | 0 |  | 0 | 0 | 0 | 0 | 0 | 0 | 0 | 0 | 0 | 0 | 0 | 0 | 0 | 0 | 0 | 0 | 0 | 0 | 0 | 0 | 0 | 0 |  |  |  |  | 0 | 0
[6 empty] | 0 | [26 empty] | 0 | 0 |  | 0 | 0 | 0 | 0 | 0 | 0 | 0 | 0 | 0 | 0 | 0 | 0 | 0 | 0 | 0 | 0 | 0 | 0 | 0 | 0 | 0 | 0 |  |  |  |  | 0 | 0
[6 empty] | 0 | [26 empty] | 0 | 0 |  | 0 | 0 | 0 | 0 | 0 | 0 | 0 | 0 | 0 | 0 | 0 | 0 | 0 | 0 | 0 | 0 | 0 | 0 | 0 | 0 | 0 | 0 |  |  |  |  | 0 | 0
[6 empty] | 0 | [26 empty] | 0 | 0 |  | 0 | 0 | 0 | 0 | 0 | 0 | 0 | 0 | 0 | 0 | 0 | 0 | 0 | 0 | 0 | 0 | 0 | 0 | 0 | 0 | 0 | 0 |  |  |  |  | 0 | 0
[6 empty] | 0 | [26 empty] | 0 | 0 |  | 0 | 0 | 0 | 0 | 0 | 0 | 0 | 0 | 0 | 0 | 0 | 0 | 0 | 0 | 0 | 0 | 0 | 0 | 0 | 0 | 0 | 0 |  |  |  |  | 0 | 0
[6 empty] | 0 | [26 empty] | 0 | 0 |  | 0 | 0 | 0 | 0 | 0 | 0 | 0 | 0 | 0 | 0 | 0 | 0 | 0 | 0 | 0 | 0 | 0 | 0 | 0 | 0 | 0 | 0 |  |  |  |  | 0 | 0
[6 empty] | 0 | [26 empty] | 0 | 0 |  | 0 | 0 | 0 | 0 | 0 | 0 | 0 | 0 | 0 | 0 | 0 | 0 | 0 | 0 | 0 | 0 | 0 | 0 | 0 | 0 | 0 | 0 |  |  |  |  | 0 | 0
[6 empty] | 0 | [26 empty] | 0 | 0 |  | 0 | 0 | 0 | 0 | 0 | 0 | 0 | 0 | 0 | 0 | 0 | 0 | 0 | 0 | 0 | 0 | 0 | 0 | 0 | 0 | 0 | 0 |  |  |  |  | 0 | 0
[6 empty] | 0 | [26 empty] | 0 | 0 |  | 0 | 0 | 0 | 0 | 0 | 0 | 0 | 0 | 0 | 0 | 0 | 0 | 0 | 0 | 0 | 0 | 0 | 0 | 0 | 0 | 0 | 0 |  |  |  |  | 0 | 0
[6 empty] | 0 | [26 empty] | 0 | 0 |  | 0 | 0 | 0 | 0 | 0 | 0 | 0 | 0 | 0 | 0 | 0 | 0 | 0 | 0 | 0 | 0 | 0 | 0 | 0 | 0 | 0 | 0 |  |  |  |  | 0 | 0
[6 empty] | 0 | [26 empty] | 0 | 0 |  | 0 | 0 | 0 | 0 | 0 | 0 | 0 | 0 | 0 | 0 | 0 | 0 | 0 | 0 | 0 | 0 | 0 | 0 | 0 | 0 | 0 | 0 |  |  |  |  | 0 | 0
[6 empty] | 0 | [26 empty] | 0 | 0 |  | 0 | 0 | 0 | 0 | 0 | 0 | 0 | 0 | 0 | 0 | 0 | 0 | 0 | 0 | 0 | 0 | 0 | 0 | 0 | 0 | 0 | 0 |  |  |  |  | 0 | 0
[6 empty] | 0 | [26 empty] | 0 | 0 |  | 0 | 0 | 0 | 0 | 0 | 0 | 0 | 0 | 0 | 0 | 0 | 0 | 0 | 0 | 0 | 0 | 0 | 0 | 0 | 0 | 0 | 0 |  |  |  |  | 0 | 0
[6 empty] | 0 | [26 empty] | 0 | 0 |  | 0 | 0 | 0 | 0 | 0 | 0 | 0 | 0 | 0 | 0 | 0 | 0 | 0 | 0 | 0 | 0 | 0 | 0 | 0 | 0 | 0 | 0 |  |  |  |  | 0 | 0
[6 empty] | 0 | [26 empty] | 0 | 0 |  | 0 | 0 | 0 | 0 | 0 | 0 | 0 | 0 | 0 | 0 | 0 | 0 | 0 | 0 | 0 | 0 | 0 | 0 | 0 | 0 | 0 | 0 |  |  |  |  | 0 | 0
[6 empty] | 0 | [26 empty] | 0 | 0 |  | 0 | 0 | 0 | 0 | 0 | 0 | 0 | 0 | 0 | 0 | 0 | 0 | 0 | 0 | 0 | 0 | 0 | 0 | 0 | 0 | 0 | 0 |  |  |  |  | 0 | 0
[6 empty] | 0 | [26 empty] | 0 | 0 |  | 0 | 0 | 0 | 0 | 0 | 0 | 0 | 0 | 0 | 0 | 0 | 0 | 0 | 0 | 0 | 0 | 0 | 0 | 0 | 0 | 0 | 0 |  |  |  |  | 0 | 0
[6 empty] | 0 | [26 empty] | 0 | 0 |  | 0 | 0 | 0 | 0 | 0 | 0 | 0 | 0 | 0 | 0 | 0 | 0 | 0 | 0 | 0 | 0 | 0 | 0 | 0 | 0 | 0 | 0 |  |  |  |  | 0 | 0
[6 empty] | 0 | [26 empty] | 0 | 0 |  | 0 | 0 | 0 | 0 | 0 | 0 | 0 | 0 | 0 | 0 | 0 | 0 | 0 | 0 | 0 | 0 | 0 | 0 | 0 | 0 | 0 | 0 |  |  |  |  | 0 | 0
[6 empty] | 0 | [26 empty] | 0 | 0 |  | 0 | 0 | 0 | 0 | 0 | 0 | 0 | 0 | 0 | 0 | 0 | 0 | 0 | 0 | 0 | 0 | 0 | 0 | 0 | 0 | 0 | 0 |  |  |  |  | 0 | 0
[6 empty] | 0 | [26 empty] | 0 | 0 |  | 0 | 0 | 0 | 0 | 0 | 0 | 0 | 0 | 0 | 0 | 0 | 0 | 0 | 0 | 0 | 0 | 0 | 0 | 0 | 0 | 0 | 0 |  |  |  |  | 0 | 0
[6 empty] | 0 | [26 empty] | 0 | 0 |  | 0 | 0 | 0 | 0 | 0 | 0 | 0 | 0 | 0 | 0 | 0 | 0 | 0 | 0 | 0 | 0 | 0 | 0 | 0 | 0 | 0 | 0 |  |  |  |  | 0 | 0
[6 empty] | 0 | [26 empty] | 0 | 0 |  | 0 | 0 | 0 | 0 | 0 | 0 | 0 | 0 | 0 | 0 | 0 | 0 | 0 | 0 | 0 | 0 | 0 | 0 | 0 | 0 | 0 | 0 |  |  |  |  | 0 | 0
[6 empty] | 0 | [26 empty] | 0 | 0 |  | 0 | 0 | 0 | 0 | 0 | 0 | 0 | 0 | 0 | 0 | 0 | 0 | 0 | 0 | 0 | 0 | 0 | 0 | 0 | 0 | 0 | 0 |  |  |  |  | 0 | 0
[6 empty] | 0 | [26 empty] | 0 | 0 |  | 0 | 0 | 0 | 0 | 0 | 0 | 0 | 0 | 0 | 0 | 0 | 0 | 0 | 0 | 0 | 0 | 0 | 0 | 0 | 0 | 0 | 0 |  |  |  |  | 0 | 0
[6 empty] | 0 | [26 empty] | 0 | 0 |  | 0 | 0 | 0 | 0 | 0 | 0 | 0 | 0 | 0 | 0 | 0 | 0 | 0 | 0 | 0 | 0 | 0 | 0 | 0 | 0 | 0 | 0 |  |  |  |  | 0 | 0
[6 empty] | 0 | [26 empty] | 0 | 0 |  | 0 | 0 | 0 | 0 | 0 | 0 | 0 | 0 | 0 | 0 | 0 | 0 | 0 | 0 | 0 | 0 | 0 | 0 | 0 | 0 | 0 | 0 |  |  |  |  | 0 | 0
[6 empty] | 0 | [26 empty] | 0 | 0 |  | 0 | 0 | 0 | 0 | 0 | 0 | 0 | 0 | 0 | 0 | 0 | 0 | 0 | 0 | 0 | 0 | 0 | 0 | 0 | 0 | 0 | 0 |  |  |  |  | 0 | 0
[6 empty] | 0 | [26 empty] | 0 | 0 |  | 0 | 0 | 0 | 0 | 0 | 0 | 0 | 0 | 0 | 0 | 0 | 0 | 0 | 0 | 0 | 0 | 0 | 0 | 0 | 0 | 0 | 0 |  |  |  |  | 0 | 0
[6 empty] | 0 | [26 empty] | 0 | 0 |  | 0 | 0 | 0 | 0 | 0 | 0 | 0 | 0 | 0 | 0 | 0 | 0 | 0 | 0 | 0 | 0 | 0 | 0 | 0 | 0 | 0 | 0 |  |  |  |  | 0 | 0
[6 empty] | 0 | [26 empty] | 0 | 0 |  | 0 | 0 | 0 | 0 | 0 | 0 | 0 | 0 | 0 | 0 | 0 | 0 | 0 | 0 | 0 | 0 | 0 | 0 | 0 | 0 | 0 | 0 |  |  |  |  | 0 | 0
[6 empty] | 0 | [26 empty] | 0 | 0 |  | 0 | 0 | 0 | 0 | 0 | 0 | 0 | 0 | 0 | 0 | 0 | 0 | 0 | 0 | 0 | 0 | 0 | 0 | 0 | 0 | 0 | 0 |  |  |  |  | 0 | 0
[6 empty] | 0 | [26 empty] | 0 | 0 |  | 0 | 0 | 0 | 0 | 0 | 0 | 0 | 0 | 0 | 0 | 0 | 0 | 0 | 0 | 0 | 0 | 0 | 0 | 0 | 0 | 0 | 0 |  |  |  |  | 0 | 0
[6 empty] | 0 | [26 empty] | 0 | 0 |  | 0 | 0 | 0 | 0 | 0 | 0 | 0 | 0 | 0 | 0 | 0 | 0 | 0 | 0 | 0 | 0 | 0 | 0 | 0 | 0 | 0 | 0 |  |  |  |  | 0 | 0
[6 empty] | 0 | [26 empty] | 0 | 0 |  | 0 | 0 | 0 | 0 | 0 | 0 | 0 | 0 | 0 | 0 | 0 | 0 | 0 | 0 | 0 | 0 | 0 | 0 | 0 | 0 | 0 | 0 |  |  |  |  | 0 | 0
[6 empty] | 0 | [26 empty] | 0 | 0 |  | 0 | 0 | 0 | 0 | 0 | 0 | 0 | 0 | 0 | 0 | 0 | 0 | 0 | 0 | 0 | 0 | 0 | 0 | 0 | 0 | 0 | 0 |  |  |  |  | 0 | 0
[6 empty] | 0 | [26 empty] | 0 | 0 |  | 0 | 0 | 0 | 0 | 0 | 0 | 0 | 0 | 0 | 0 | 0 | 0 | 0 | 0 | 0 | 0 | 0 | 0 | 0 | 0 | 0 | 0 |  |  |  |  | 0 | 0
[6 empty] | 0 | [26 empty] | 0 | 0 |  | 0 | 0 | 0 | 0 | 0 | 0 | 0 | 0 | 0 | 0 | 0 | 0 | 0 | 0 | 0 | 0 | 0 | 0 | 0 | 0 | 0 | 0 |  |  |  |  | 0 | 0
[6 empty] | 0 | [26 empty] | 0 | 0 |  | 0 | 0 | 0 | 0 | 0 | 0 | 0 | 0 | 0 | 0 | 0 | 0 | 0 | 0 | 0 | 0 | 0 | 0 | 0 | 0 | 0 | 0 |  |  |  |  | 0 | 0
[6 empty] | 0 | [26 empty] | 0 | 0 |  | 0 | 0 | 0 | 0 | 0 | 0 | 0 | 0 | 0 | 0 | 0 | 0 | 0 | 0 | 0 | 0 | 0 | 0 | 0 | 0 | 0 | 0 |  |  |  |  | 0 | 0
[6 empty] | 0 | [26 empty] | 0 | 0 |  | 0 | 0 | 0 | 0 | 0 | 0 | 0 | 0 | 0 | 0 | 0 | 0 | 0 | 0 | 0 | 0 | 0 | 0 | 0 | 0 | 0 | 0 |  |  |  |  | 0 | 0
[6 empty] | 0 | [26 empty] | 0 | 0 |  | 0 | 0 | 0 | 0 | 0 | 0 | 0 | 0 | 0 | 0 | 0 | 0 | 0 | 0 | 0 | 0 | 0 | 0 | 0 | 0 | 0 | 0 |  |  |  |  | 0 | 0
[6 empty] | 0 | [26 empty] | 0 | 0 |  | 0 | 0 | 0 | 0 | 0 | 0 | 0 | 0 | 0 | 0 | 0 | 0 | 0 | 0 | 0 | 0 | 0 | 0 | 0 | 0 | 0 | 0 |  |  |  |  | 0 | 0
[6 empty] | 0 | [26 empty] | 0 | 0 |  | 0 | 0 | 0 | 0 | 0 | 0 | 0 | 0 | 0 | 0 | 0 | 0 | 0 | 0 | 0 | 0 | 0 | 0 | 0 | 0 | 0 | 0 |  |  |  |  | 0 | 0
[6 empty] | 0 | [26 empty] | 0 | 0 |  | 0 | 0 | 0 | 0 | 0 | 0 | 0 | 0 | 0 | 0 | 0 | 0 | 0 | 0 | 0 | 0 | 0 | 0 | 0 | 0 | 0 | 0 |  |  |  |  | 0 | 0
[6 empty] | 0 | [26 empty] | 0 | 0 |  | 0 | 0 | 0 | 0 | 0 | 0 | 0 | 0 | 0 | 0 | 0 | 0 | 0 | 0 | 0 | 0 | 0 | 0 | 0 | 0 | 0 | 0 |  |  |  |  | 0 | 0
[6 empty] | 0 | [26 empty] | 0 | 0 |  | 0 | 0 | 0 | 0 | 0 | 0 | 0 | 0 | 0 | 0 | 0 | 0 | 0 | 0 | 0 | 0 | 0 | 0 | 0 | 0 | 0 | 0 |  |  |  |  | 0 | 0
[6 empty] | 0 | [26 empty] | 0 | 0 |  | 0 | 0 | 0 | 0 | 0 | 0 | 0 | 0 | 0 | 0 | 0 | 0 | 0 | 0 | 0 | 0 | 0 | 0 | 0 | 0 | 0 | 0 |  |  |  |  | 0 | 0
[6 empty] | 0 | [26 empty] | 0 | 0 |  | 0 | 0 | 0 | 0 | 0 | 0 | 0 | 0 | 0 | 0 | 0 | 0 | 0 | 0 | 0 | 0 | 0 | 0 | 0 | 0 | 0 | 0 |  |  |  |  | 0 | 0
[6 empty] | 0 | [26 empty] | 0 | 0 |  | 0 | 0 | 0 | 0 | 0 | 0 | 0 | 0 | 0 | 0 | 0 | 0 | 0 | 0 | 0 | 0 | 0 | 0 | 0 | 0 | 0 | 0 |  |  |  |  | 0 | 0
[6 empty] | 0 | [26 empty] | 0 | 0 |  | 0 | 0 | 0 | 0 | 0 | 0 | 0 | 0 | 0 | 0 | 0 | 0 | 0 | 0 | 0 | 0 | 0 | 0 | 0 | 0 | 0 | 0 |  |  |  |  | 0 | 0
[6 empty] | 0 | [26 empty] | 0 | 0 |  | 0 | 0 | 0 | 0 | 0 | 0 | 0 | 0 | 0 | 0 | 0 | 0 | 0 | 0 | 0 | 0 | 0 | 0 | 0 | 0 | 0 | 0 |  |  |  |  | 0 | 0
[6 empty] | 0 | [26 empty] | 0 | 0 |  | 0 | 0 | 0 | 0 | 0 | 0 | 0 | 0 | 0 | 0 | 0 | 0 | 0 | 0 | 0 | 0 | 0 | 0 | 0 | 0 | 0 | 0 |  |  |  |  | 0 | 0
[6 empty] | 0 | [26 empty] | 0 | 0 |  | 0 | 0 | 0 | 0 | 0 | 0 | 0 | 0 | 0 | 0 | 0 | 0 | 0 | 0 | 0 | 0 | 0 | 0 | 0 | 0 | 0 | 0 |  |  |  |  | 0 | 0
[6 empty] | 0 | [26 empty] | 0 | 0 |  | 0 | 0 | 0 | 0 | 0 | 0 | 0 | 0 | 0 | 0 | 0 | 0 | 0 | 0 | 0 | 0 | 0 | 0 | 0 | 0 | 0 | 0 |  |  |  |  | 0 | 0
[6 empty] | 0 | [26 empty] | 0 | 0 |  | 0 | 0 | 0 | 0 | 0 | 0 | 0 | 0 | 0 | 0 | 0 | 0 | 0 | 0 | 0 | 0 | 0 | 0 | 0 | 0 | 0 | 0 |  |  |  |  | 0 | 0
[6 empty] | 0 | [26 empty] | 0 | 0 |  | 0 | 0 | 0 | 0 | 0 | 0 | 0 | 0 | 0 | 0 | 0 | 0 | 0 | 0 | 0 | 0 | 0 | 0 | 0 | 0 | 0 | 0 |  |  |  |  | 0 | 0
[6 empty] | 0 | [26 empty] | 0 | 0 |  | 0 | 0 | 0 | 0 | 0 | 0 | 0 | 0 | 0 | 0 | 0 | 0 | 0 | 0 | 0 | 0 | 0 | 0 | 0 | 0 | 0 | 0 |  |  |  |  | 0 | 0
[6 empty] | 0 | [26 empty] | 0 | 0 |  | 0 | 0 | 0 | 0 | 0 | 0 | 0 | 0 | 0 | 0 | 0 | 0 | 0 | 0 | 0 | 0 | 0 | 0 | 0 | 0 | 0 | 0 |  |  |  |  | 0 | 0
[6 empty] | 0 | [26 empty] | 0 | 0 |  | 0 | 0 | 0 | 0 | 0 | 0 | 0 | 0 | 0 | 0 | 0 | 0 | 0 | 0 | 0 | 0 | 0 | 0 | 0 | 0 | 0 | 0 |  |  |  |  | 0 | 0
[6 empty] | 0 | [26 empty] | 0 | 0 |  | 0 | 0 | 0 | 0 | 0 | 0 | 0 | 0 | 0 | 0 | 0 | 0 | 0 | 0 | 0 | 0 | 0 | 0 | 0 | 0 | 0 | 0 |  |  |  |  | 0 | 0
[6 empty] | 0 | [26 empty] | 0 | 0 |  | 0 | 0 | 0 | 0 | 0 | 0 | 0 | 0 | 0 | 0 | 0 | 0 | 0 | 0 | 0 | 0 | 0 | 0 | 0 | 0 | 0 | 0 |  |  |  |  | 0 | 0
[6 empty] | 0 | [26 empty] | 0 | 0 |  | 0 | 0 | 0 | 0 | 0 | 0 | 0 | 0 | 0 | 0 | 0 | 0 | 0 | 0 | 0 | 0 | 0 | 0 | 0 | 0 | 0 | 0 |  |  |  |  | 0 | 0
[6 empty] | 0 | [26 empty] | 0 | 0 |  | 0 | 0 | 0 | 0 | 0 | 0 | 0 | 0 | 0 | 0 | 0 | 0 | 0 | 0 | 0 | 0 | 0 | 0 | 0 | 0 | 0 | 0 |  |  |  |  | 0 | 0
[6 empty] | 0 | [26 empty] | 0 | 0 |  | 0 | 0 | 0 | 0 | 0 | 0 | 0 | 0 | 0 | 0 | 0 | 0 | 0 | 0 | 0 | 0 | 0 | 0 | 0 | 0 | 0 | 0 |  |  |  |  | 0 | 0
[6 empty] | 0 | [26 empty] | 0 | 0 |  | 0 | 0 | 0 | 0 | 0 | 0 | 0 | 0 | 0 | 0 | 0 | 0 | 0 | 0 | 0 | 0 | 0 | 0 | 0 | 0 | 0 | 0 |  |  |  |  | 0 | 0
[6 empty] | 0 | [26 empty] | 0 | 0 |  | 0 | 0 | 0 | 0 | 0 | 0 | 0 | 0 | 0 | 0 | 0 | 0 | 0 | 0 | 0 | 0 | 0 | 0 | 0 | 0 | 0 | 0 |  |  |  |  | 0 | 0
[6 empty] | 0 | [26 empty] | 0 | 0 |  | 0 | 0 | 0 | 0 | 0 | 0 | 0 | 0 | 0 | 0 | 0 | 0 | 0 | 0 | 0 | 0 | 0 | 0 | 0 | 0 | 0 | 0 |  |  |  |  | 0 | 0
[6 empty] | 0 | [26 empty] | 0 | 0 |  | 0 | 0 | 0 | 0 | 0 | 0 | 0 | 0 | 0 | 0 | 0 | 0 | 0 | 0 | 0 | 0 | 0 | 0 | 0 | 0 | 0 | 0 |  |  |  |  | 0 | 0
[6 empty] | 0 | [26 empty] | 0 | 0 |  | 0 | 0 | 0 | 0 | 0 | 0 | 0 | 0 | 0 | 0 | 0 | 0 | 0 | 0 | 0 | 0 | 0 | 0 | 0 | 0 | 0 | 0 |  |  |  |  | 0 | 0
[6 empty] | 0 | [26 empty] | 0 | 0 |  | 0 | 0 | 0 | 0 | 0 | 0 | 0 | 0 | 0 | 0 | 0 | 0 | 0 | 0 | 0 | 0 | 0 | 0 | 0 | 0 | 0 | 0 |  |  |  |  | 0 | 0
[6 empty] | 0 | [26 empty] | 0 | 0 |  | 0 | 0 | 0 | 0 | 0 | 0 | 0 | 0 | 0 | 0 | 0 | 0 | 0 | 0 | 0 | 0 | 0 | 0 | 0 | 0 | 0 | 0 |  |  |  |  | 0 | 0
[6 empty] | 0 | [26 empty] | 0 | 0 |  | 0 | 0 | 0 | 0 | 0 | 0 | 0 | 0 | 0 | 0 | 0 | 0 | 0 | 0 | 0 | 0 | 0 | 0 | 0 | 0 | 0 | 0 |  |  |  |  | 0 | 0
[6 empty] | 0 | [26 empty] | 0 | 0 |  | 0 | 0 | 0 | 0 | 0 | 0 | 0 | 0 | 0 | 0 | 0 | 0 | 0 | 0 | 0 | 0 | 0 | 0 | 0 | 0 | 0 | 0 |  |  |  |  | 0 | 0
[6 empty] | 0 | [26 empty] | 0 | 0 |  | 0 | 0 | 0 | 0 | 0 | 0 | 0 | 0 | 0 | 0 | 0 | 0 | 0 | 0 | 0 | 0 | 0 | 0 | 0 | 0 | 0 | 0 |  |  |  |  | 0 | 0
[6 empty] | 0 | [26 empty] | 0 | 0 |  | 0 | 0 | 0 | 0 | 0 | 0 | 0 | 0 | 0 | 0 | 0 | 0 | 0 | 0 | 0 | 0 | 0 | 0 | 0 | 0 | 0 | 0 |  |  |  |  | 0 | 0
[6 empty] | 0 | [26 empty] | 0 | 0 |  | 0 | 0 | 0 | 0 | 0 | 0 | 0 | 0 | 0 | 0 | 0 | 0 | 0 | 0 | 0 | 0 | 0 | 0 | 0 | 0 | 0 | 0 |  |  |  |  | 0 | 0
[6 empty] | 0 | [26 empty] | 0 | 0 |  | 0 | 0 | 0 | 0 | 0 | 0 | 0 | 0 | 0 | 0 | 0 | 0 | 0 | 0 | 0 | 0 | 0 | 0 | 0 | 0 | 0 | 0 |  |  |  |  | 0 | 0
[6 empty] | 0 | [26 empty] | 0 | 0 |  | 0 | 0 | 0 | 0 | 0 | 0 | 0 | 0 | 0 | 0 | 0 | 0 | 0 | 0 | 0 | 0 | 0 | 0 | 0 | 0 | 0 | 0 |  |  |  |  | 0 | 0
[6 empty] | 0 | [26 empty] | 0 | 0 |  | 0 | 0 | 0 | 0 | 0 | 0 | 0 | 0 | 0 | 0 | 0 | 0 | 0 | 0 | 0 | 0 | 0 | 0 | 0 | 0 | 0 | 0 |  |  |  |  | 0 | 0
[6 empty] | 0 | [26 empty] | 0 | 0 |  | 0 | 0 | 0 | 0 | 0 | 0 | 0 | 0 | 0 | 0 | 0 | 0 | 0 | 0 | 0 | 0 | 0 | 0 | 0 | 0 | 0 | 0 |  |  |  |  | 0 | 0
[6 empty] | 0 | [26 empty] | 0 | 0 |  | 0 | 0 | 0 | 0 | 0 | 0 | 0 | 0 | 0 | 0 | 0 | 0 | 0 | 0 | 0 | 0 | 0 | 0 | 0 | 0 | 0 | 0 |  |  |  |  | 0 | 0
[6 empty] | 0 | [26 empty] | 0 | 0 |  | 0 | 0 | 0 | 0 | 0 | 0 | 0 | 0 | 0 | 0 | 0 | 0 | 0 | 0 | 0 | 0 | 0 | 0 | 0 | 0 | 0 | 0 |  |  |  |  | 0 | 0
[6 empty] | 0 | [26 empty] | 0 | 0 |  | 0 | 0 | 0 | 0 | 0 | 0 | 0 | 0 | 0 | 0 | 0 | 0 | 0 | 0 | 0 | 0 | 0 | 0 | 0 | 0 | 0 | 0 |  |  |  |  | 0 | 0
[6 empty] | 0 | [26 empty] | 0 | 0 |  | 0 | 0 | 0 | 0 | 0 | 0 | 0 | 0 | 0 | 0 | 0 | 0 | 0 | 0 | 0 | 0 | 0 | 0 | 0 | 0 | 0 | 0 |  |  |  |  | 0 | 0
[6 empty] | 0 | [26 empty] | 0 | 0 |  | 0 | 0 | 0 | 0 | 0 | 0 | 0 | 0 | 0 | 0 | 0 | 0 | 0 | 0 | 0 | 0 | 0 | 0 | 0 | 0 | 0 | 0 |  |  |  |  | 0 | 0
[6 empty] | 0 | [26 empty] | 0 | 0 |  | 0 | 0 | 0 | 0 | 0 | 0 | 0 | 0 | 0 | 0 | 0 | 0 | 0 | 0 | 0 | 0 | 0 | 0 | 0 | 0 | 0 | 0 |  |  |  |  | 0 | 0
[6 empty] | 0 | [26 empty] | 0 | 0 |  | 0 | 0 | 0 | 0 | 0 | 0 | 0 | 0 | 0 | 0 | 0 | 0 | 0 | 0 | 0 | 0 | 0 | 0 | 0 | 0 | 0 | 0 |  |  |  |  | 0 | 0
[6 empty] | 0 | [26 empty] | 0 | 0 |  | 0 | 0 | 0 | 0 | 0 | 0 | 0 | 0 | 0 | 0 | 0 | 0 | 0 | 0 | 0 | 0 | 0 | 0 | 0 | 0 | 0 | 0 |  |  |  |  | 0 | 0
[6 empty] | 0 | [26 empty] | 0 | 0 |  | 0 | 0 | 0 | 0 | 0 | 0 | 0 | 0 | 0 | 0 | 0 | 0 | 0 | 0 | 0 | 0 | 0 | 0 | 0 | 0 | 0 | 0 |  |  |  |  | 0 | 0
[6 empty] | 0 | [26 empty] | 0 | 0 |  | 0 | 0 | 0 | 0 | 0 | 0 | 0 | 0 | 0 | 0 | 0 | 0 | 0 | 0 | 0 | 0 | 0 | 0 | 0 | 0 | 0 | 0 |  |  |  |  | 0 | 0
[6 empty] | 0 | [26 empty] | 0 | 0 |  | 0 | 0 | 0 | 0 | 0 | 0 | 0 | 0 | 0 | 0 | 0 | 0 | 0 | 0 | 0 | 0 | 0 | 0 | 0 | 0 | 0 | 0 |  |  |  |  | 0 | 0
[6 empty] | 0 | [26 empty] | 0 | 0 |  | 0 | 0 | 0 | 0 | 0 | 0 | 0 | 0 | 0 | 0 | 0 | 0 | 0 | 0 | 0 | 0 | 0 | 0 | 0 | 0 | 0 | 0 |  |  |  |  | 0 | 0
[6 empty] | 0 | [26 empty] | 0 | 0 |  | 0 | 0 | 0 | 0 | 0 | 0 | 0 | 0 | 0 | 0 | 0 | 0 | 0 | 0 | 0 | 0 | 0 | 0 | 0 | 0 | 0 | 0 |  |  |  |  | 0 | 0
[6 empty] | 0 | [26 empty] | 0 | 0 |  | 0 | 0 | 0 | 0 | 0 | 0 | 0 | 0 | 0 | 0 | 0 | 0 | 0 | 0 | 0 | 0 | 0 | 0 | 0 | 0 | 0 | 0 |  |  |  |  | 0 | 0
[6 empty] | 0 | [26 empty] | 0 | 0 |  | 0 | 0 | 0 | 0 | 0 | 0 | 0 | 0 | 0 | 0 | 0 | 0 | 0 | 0 | 0 | 0 | 0 | 0 | 0 | 0 | 0 | 0 |  |  |  |  | 0 | 0
[6 empty] | 0 | [26 empty] | 0 | 0 |  | 0 | 0 | 0 | 0 | 0 | 0 | 0 | 0 | 0 | 0 | 0 | 0 | 0 | 0 | 0 | 0 | 0 | 0 | 0 | 0 | 0 | 0 |  |  |  |  | 0 | 0
[6 empty] | 0 | [26 empty] | 0 | 0 |  | 0 | 0 | 0 | 0 | 0 | 0 | 0 | 0 | 0 | 0 | 0 | 0 | 0 | 0 | 0 | 0 | 0 | 0 | 0 | 0 | 0 | 0 |  |  |  |  | 0 | 0
[6 empty] | 0 | [26 empty] | 0 | 0 |  | 0 | 0 | 0 | 0 | 0 | 0 | 0 | 0 | 0 | 0 | 0 | 0 | 0 | 0 | 0 | 0 | 0 | 0 | 0 | 0 | 0 | 0 |  |  |  |  | 0 | 0
[6 empty] | 0 | [26 empty] | 0 | 0 |  | 0 | 0 | 0 | 0 | 0 | 0 | 0 | 0 | 0 | 0 | 0 | 0 | 0 | 0 | 0 | 0 | 0 | 0 | 0 | 0 | 0 | 0 |  |  |  |  | 0 | 0
[6 empty] | 0 | [26 empty] | 0 | 0 |  | 0 | 0 | 0 | 0 | 0 | 0 | 0 | 0 | 0 | 0 | 0 | 0 | 0 | 0 | 0 | 0 | 0 | 0 | 0 | 0 | 0 | 0 |  |  |  |  | 0 | 0
[6 empty] | 0 | [26 empty] | 0 | 0 |  | 0 | 0 | 0 | 0 | 0 | 0 | 0 | 0 | 0 | 0 | 0 | 0 | 0 | 0 | 0 | 0 | 0 | 0 | 0 | 0 | 0 | 0 |  |  |  |  | 0 | 0
[6 empty] | 0 | [26 empty] | 0 | 0 |  | 0 | 0 | 0 | 0 | 0 | 0 | 0 | 0 | 0 | 0 | 0 | 0 | 0 | 0 | 0 | 0 | 0 | 0 | 0 | 0 | 0 | 0 |  |  |  |  | 0 | 0
[6 empty] | 0 | [26 empty] | 0 | 0 |  | 0 | 0 | 0 | 0 | 0 | 0 | 0 | 0 | 0 | 0 | 0 | 0 | 0 | 0 | 0 | 0 | 0 | 0 | 0 | 0 | 0 | 0 |  |  |  |  | 0 | 0
[6 empty] | 0 | [26 empty] | 0 | 0 |  | 0 | 0 | 0 | 0 | 0 | 0 | 0 | 0 | 0 | 0 | 0 | 0 | 0 | 0 | 0 | 0 | 0 | 0 | 0 | 0 | 0 | 0 |  |  |  |  | 0 | 0
[6 empty] | 0 | [26 empty] | 0 | 0 |  | 0 | 0 | 0 | 0 | 0 | 0 | 0 | 0 | 0 | 0 | 0 | 0 | 0 | 0 | 0 | 0 | 0 | 0 | 0 | 0 | 0 | 0 |  |  |  |  | 0 | 0
[6 empty] | 0 | [26 empty] | 0 | 0 |  | 0 | 0 | 0 | 0 | 0 | 0 | 0 | 0 | 0 | 0 | 0 | 0 | 0 | 0 | 0 | 0 | 0 | 0 | 0 | 0 | 0 | 0 |  |  |  |  | 0 | 0
[6 empty] | 0 | [26 empty] | 0 | 0 |  | 0 | 0 | 0 | 0 | 0 | 0 | 0 | 0 | 0 | 0 | 0 | 0 | 0 | 0 | 0 | 0 | 0 | 0 | 0 | 0 | 0 | 0 |  |  |  |  | 0 | 0
[6 empty] | 0 | [26 empty] | 0 | 0 |  | 0 | 0 | 0 | 0 | 0 | 0 | 0 | 0 | 0 | 0 | 0 | 0 | 0 | 0 | 0 | 0 | 0 | 0 | 0 | 0 | 0 | 0 |  |  |  |  | 0 | 0
[6 empty] | 0 | [26 empty] | 0 | 0 |  | 0 | 0 | 0 | 0 | 0 | 0 | 0 | 0 | 0 | 0 | 0 | 0 | 0 | 0 | 0 | 0 | 0 | 0 | 0 | 0 | 0 | 0 |  |  |  |  | 0 | 0
[6 empty] | 0 | [26 empty] | 0 | 0 |  | 0 | 0 | 0 | 0 | 0 | 0 | 0 | 0 | 0 | 0 | 0 | 0 | 0 | 0 | 0 | 0 | 0 | 0 | 0 | 0 | 0 | 0 |  |  |  |  | 0 | 0
[6 empty] | 0 | [26 empty] | 0 | 0 |  | 0 | 0 | 0 | 0 | 0 | 0 | 0 | 0 | 0 | 0 | 0 | 0 | 0 | 0 | 0 | 0 | 0 | 0 | 0 | 0 | 0 | 0 |  |  |  |  | 0 | 0
[6 empty] | 0 | [26 empty] | 0 | 0 |  | 0 | 0 | 0 | 0 | 0 | 0 | 0 | 0 | 0 | 0 | 0 | 0 | 0 | 0 | 0 | 0 | 0 | 0 | 0 | 0 | 0 | 0 |  |  |  |  | 0 | 0
[6 empty] | 0 | [26 empty] | 0 | 0 |  | 0 | 0 | 0 | 0 | 0 | 0 | 0 | 0 | 0 | 0 | 0 | 0 | 0 | 0 | 0 | 0 | 0 | 0 | 0 | 0 | 0 | 0 |  |  |  |  | 0 | 0
[6 empty] | 0 | [26 empty] | 0 | 0 |  | 0 | 0 | 0 | 0 | 0 | 0 | 0 | 0 | 0 | 0 | 0 | 0 | 0 | 0 | 0 | 0 | 0 | 0 | 0 | 0 | 0 | 0 |  |  |  |  | 0 | 0
[6 empty] | 0 | [26 empty] | 0 | 0 |  | 0 | 0 | 0 | 0 | 0 | 0 | 0 | 0 | 0 | 0 | 0 | 0 | 0 | 0 | 0 | 0 | 0 | 0 | 0 | 0 | 0 | 0 |  |  |  |  | 0 | 0
[6 empty] | 0 | [26 empty] | 0 | 0 |  | 0 | 0 | 0 | 0 | 0 | 0 | 0 | 0 | 0 | 0 | 0 | 0 | 0 | 0 | 0 | 0 | 0 | 0 | 0 | 0 | 0 | 0 |  |  |  |  | 0 | 0
[6 empty] | 0 | [26 empty] | 0 | 0 |  | 0 | 0 | 0 | 0 | 0 | 0 | 0 | 0 | 0 | 0 | 0 | 0 | 0 | 0 | 0 | 0 | 0 | 0 | 0 | 0 | 0 | 0 |  |  |  |  | 0 | 0
[6 empty] | 0 | [26 empty] | 0 | 0 |  | 0 | 0 | 0 | 0 | 0 | 0 | 0 | 0 | 0 | 0 | 0 | 0 | 0 | 0 | 0 | 0 | 0 | 0 | 0 | 0 | 0 | 0 |  |  |  |  | 0 | 0
[6 empty] | 0 | [26 empty] | 0 | 0 |  | 0 | 0 | 0 | 0 | 0 | 0 | 0 | 0 | 0 | 0 | 0 | 0 | 0 | 0 | 0 | 0 | 0 | 0 | 0 | 0 | 0 | 0 |  |  |  |  | 0 | 0
[6 empty] | 0 | [26 empty] | 0 | 0 |  | 0 | 0 | 0 | 0 | 0 | 0 | 0 | 0 | 0 | 0 | 0 | 0 | 0 | 0 | 0 | 0 | 0 | 0 | 0 | 0 | 0 | 0 |  |  |  |  | 0 | 0
[6 empty] | 0 | [26 empty] | 0 | 0 |  | 0 | 0 | 0 | 0 | 0 | 0 | 0 | 0 | 0 | 0 | 0 | 0 | 0 | 0 | 0 | 0 | 0 | 0 | 0 | 0 | 0 | 0 |  |  |  |  | 0 | 0
[6 empty] | 0 | [26 empty] | 0 | 0 |  | 0 | 0 | 0 | 0 | 0 | 0 | 0 | 0 | 0 | 0 | 0 | 0 | 0 | 0 | 0 | 0 | 0 | 0 | 0 | 0 | 0 | 0 |  |  |  |  | 0 | 0
[6 empty] | 0 | [26 empty] | 0 | 0 |  | 0 | 0 | 0 | 0 | 0 | 0 | 0 | 0 | 0 | 0 | 0 | 0 | 0 | 0 | 0 | 0 | 0 | 0 | 0 | 0 | 0 | 0 |  |  |  |  | 0 | 0
[6 empty] | 0 | [26 empty] | 0 | 0 |  | 0 | 0 | 0 | 0 | 0 | 0 | 0 | 0 | 0 | 0 | 0 | 0 | 0 | 0 | 0 | 0 | 0 | 0 | 0 | 0 | 0 | 0 |  |  |  |  | 0 | 0
[6 empty] | 0 | [26 empty] | 0 | 0 |  | 0 | 0 | 0 | 0 | 0 | 0 | 0 | 0 | 0 | 0 | 0 | 0 | 0 | 0 | 0 | 0 | 0 | 0 | 0 | 0 | 0 | 0 |  |  |  |  | 0 | 0
[6 empty] | 0 | [26 empty] | 0 | 0 |  | 0 | 0 | 0 | 0 | 0 | 0 | 0 | 0 | 0 | 0 | 0 | 0 | 0 | 0 | 0 | 0 | 0 | 0 | 0 | 0 | 0 | 0 |  |  |  |  | 0 | 0
[6 empty] | 0 | [26 empty] | 0 | 0 |  | 0 | 0 | 0 | 0 | 0 | 0 | 0 | 0 | 0 | 0 | 0 | 0 | 0 | 0 | 0 | 0 | 0 | 0 | 0 | 0 | 0 | 0 |  |  |  |  | 0 | 0
[6 empty] | 0 | [26 empty] | 0 | 0 |  | 0 | 0 | 0 | 0 | 0 | 0 | 0 | 0 | 0 | 0 | 0 | 0 | 0 | 0 | 0 | 0 | 0 | 0 | 0 | 0 | 0 | 0 |  |  |  |  | 0 | 0
[6 empty] | 0 | [26 empty] | 0 | 0 |  | 0 | 0 | 0 | 0 | 0 | 0 | 0 | 0 | 0 | 0 | 0 | 0 | 0 | 0 | 0 | 0 | 0 | 0 | 0 | 0 | 0 | 0 |  |  |  |  | 0 | 0
[6 empty] | 0 | [26 empty] | 0 | 0 |  | 0 | 0 | 0 | 0 | 0 | 0 | 0 | 0 | 0 | 0 | 0 | 0 | 0 | 0 | 0 | 0 | 0 | 0 | 0 | 0 | 0 | 0 |  |  |  |  | 0 | 0
[6 empty] | 0 | [26 empty] | 0 | 0 |  | 0 | 0 | 0 | 0 | 0 | 0 | 0 | 0 | 0 | 0 | 0 | 0 | 0 | 0 | 0 | 0 | 0 | 0 | 0 | 0 | 0 | 0 |  |  |  |  | 0 | 0
[6 empty] | 0 | [26 empty] | 0 | 0 |  | 0 | 0 | 0 | 0 | 0 | 0 | 0 | 0 | 0 | 0 | 0 | 0 | 0 | 0 | 0 | 0 | 0 | 0 | 0 | 0 | 0 | 0 |  |  |  |  | 0 | 0
[6 empty] | 0 | [26 empty] | 0 | 0 |  | 0 | 0 | 0 | 0 | 0 | 0 | 0 | 0 | 0 | 0 | 0 | 0 | 0 | 0 | 0 | 0 | 0 | 0 | 0 | 0 | 0 | 0 |  |  |  |  | 0 | 0
[6 empty] | 0 | [26 empty] | 0 | 0 |  | 0 | 0 | 0 | 0 | 0 | 0 | 0 | 0 | 0 | 0 | 0 | 0 | 0 | 0 | 0 | 0 | 0 | 0 | 0 | 0 | 0 | 0 |  |  |  |  | 0 | 0
[6 empty] | 0 | [26 empty] | 0 | 0 |  | 0 | 0 | 0 | 0 | 0 | 0 | 0 | 0 | 0 | 0 | 0 | 0 | 0 | 0 | 0 | 0 | 0 | 0 | 0 | 0 | 0 | 0 |  |  |  |  | 0 | 0
[6 empty] | 0 | [26 empty] | 0 | 0 |  | 0 | 0 | 0 | 0 | 0 | 0 | 0 | 0 | 0 | 0 | 0 | 0 | 0 | 0 | 0 | 0 | 0 | 0 | 0 | 0 | 0 | 0 |  |  |  |  | 0 | 0
[6 empty] | 0 | [26 empty] | 0 | 0 |  | 0 | 0 | 0 | 0 | 0 | 0 | 0 | 0 | 0 | 0 | 0 | 0 | 0 | 0 | 0 | 0 | 0 | 0 | 0 | 0 | 0 | 0 |  |  |  |  | 0 | 0
[6 empty] | 0 | [26 empty] | 0 | 0 |  | 0 | 0 | 0 | 0 | 0 | 0 | 0 | 0 | 0 | 0 | 0 | 0 | 0 | 0 | 0 | 0 | 0 | 0 | 0 | 0 | 0 | 0 |  |  |  |  | 0 | 0
[6 empty] | 0 | [26 empty] | 0 | 0 |  | 0 | 0 | 0 | 0 | 0 | 0 | 0 | 0 | 0 | 0 | 0 | 0 | 0 | 0 | 0 | 0 | 0 | 0 | 0 | 0 | 0 | 0 |  |  |  |  | 0 | 0
[6 empty] | 0 | [26 empty] | 0 | 0 |  | 0 | 0 | 0 | 0 | 0 | 0 | 0 | 0 | 0 | 0 | 0 | 0 | 0 | 0 | 0 | 0 | 0 | 0 | 0 | 0 | 0 | 0 |  |  |  |  | 0 | 0
[6 empty] | 0 | [26 empty] | 0 | 0 |  | 0 | 0 | 0 | 0 | 0 | 0 | 0 | 0 | 0 | 0 | 0 | 0 | 0 | 0 | 0 | 0 | 0 | 0 | 0 | 0 | 0 | 0 |  |  |  |  | 0 | 0
[6 empty] | 0 | [26 empty] | 0 | 0 |  | 0 | 0 | 0 | 0 | 0 | 0 | 0 | 0 | 0 | 0 | 0 | 0 | 0 | 0 | 0 | 0 | 0 | 0 | 0 | 0 | 0 | 0 |  |  |  |  | 0 | 0
[6 empty] | 0 | [26 empty] | 0 | 0 |  | 0 | 0 | 0 | 0 | 0 | 0 | 0 | 0 | 0 | 0 | 0 | 0 | 0 | 0 | 0 | 0 | 0 | 0 | 0 | 0 | 0 | 0 |  |  |  |  | 0 | 0
[6 empty] | 0 | [26 empty] | 0 | 0 |  | 0 | 0 | 0 | 0 | 0 | 0 | 0 | 0 | 0 | 0 | 0 | 0 | 0 | 0 | 0 | 0 | 0 | 0 | 0 | 0 | 0 | 0 |  |  |  |  | 0 | 0
[6 empty] | 0 | [26 empty] | 0 | 0 |  | 0 | 0 | 0 | 0 | 0 | 0 | 0 | 0 | 0 | 0 | 0 | 0 | 0 | 0 | 0 | 0 | 0 | 0 | 0 | 0 | 0 | 0 |  |  |  |  | 0 | 0
[6 empty] | 0 | [26 empty] | 0 | 0 |  | 0 | 0 | 0 | 0 | 0 | 0 | 0 | 0 | 0 | 0 | 0 | 0 | 0 | 0 | 0 | 0 | 0 | 0 | 0 | 0 | 0 | 0 |  |  |  |  | 0 | 0
[6 empty] | 0 | [26 empty] | 0 | 0 |  | 0 | 0 | 0 | 0 | 0 | 0 | 0 | 0 | 0 | 0 | 0 | 0 | 0 | 0 | 0 | 0 | 0 | 0 | 0 | 0 | 0 | 0 |  |  |  |  | 0 | 0
[6 empty] | 0 | [26 empty] | 0 | 0 |  | 0 | 0 | 0 | 0 | 0 | 0 | 0 | 0 | 0 | 0 | 0 | 0 | 0 | 0 | 0 | 0 | 0 | 0 | 0 | 0 | 0 | 0 |  |  |  |  | 0 | 0
[6 empty] | 0 | [26 empty] | 0 | 0 |  | 0 | 0 | 0 | 0 | 0 | 0 | 0 | 0 | 0 | 0 | 0 | 0 | 0 | 0 | 0 | 0 | 0 | 0 | 0 | 0 | 0 | 0 |  |  |  |  | 0 | 0
[6 empty] | 0 | [26 empty] | 0 | 0 |  | 0 | 0 | 0 | 0 | 0 | 0 | 0 | 0 | 0 | 0 | 0 | 0 | 0 | 0 | 0 | 0 | 0 | 0 | 0 | 0 | 0 | 0 |  |  |  |  | 0 | 0
[6 empty] | 0 | [26 empty] | 0 | 0 |  | 0 | 0 | 0 | 0 | 0 | 0 | 0 | 0 | 0 | 0 | 0 | 0 | 0 | 0 | 0 | 0 | 0 | 0 | 0 | 0 | 0 | 0 |  |  |  |  | 0 | 0
[6 empty] | 0 | [26 empty] | 0 | 0 |  | 0 | 0 | 0 | 0 | 0 | 0 | 0 | 0 | 0 | 0 | 0 | 0 | 0 | 0 | 0 | 0 | 0 | 0 | 0 | 0 | 0 | 0 |  |  |  |  | 0 | 0
[6 empty] | 0 | [26 empty] | 0 | 0 |  | 0 | 0 | 0 | 0 | 0 | 0 | 0 | 0 | 0 | 0 | 0 | 0 | 0 | 0 | 0 | 0 | 0 | 0 | 0 | 0 | 0 | 0 |  |  |  |  | 0 | 0
[6 empty] | 0 | [26 empty] | 0 | 0 |  | 0 | 0 | 0 | 0 | 0 | 0 | 0 | 0 | 0 | 0 | 0 | 0 | 0 | 0 | 0 | 0 | 0 | 0 | 0 | 0 | 0 | 0 |  |  |  |  | 0 | 0
[6 empty] | 0 | [26 empty] | 0 | 0 |  | 0 | 0 | 0 | 0 | 0 | 0 | 0 | 0 | 0 | 0 | 0 | 0 | 0 | 0 | 0 | 0 | 0 | 0 | 0 | 0 | 0 | 0 |  |  |  |  | 0 | 0
[6 empty] | 0 | [26 empty] | 0 | 0 |  | 0 | 0 | 0 | 0 | 0 | 0 | 0 | 0 | 0 | 0 | 0 | 0 | 0 | 0 | 0 | 0 | 0 | 0 | 0 | 0 | 0 | 0 |  |  |  |  | 0 | 0
[6 empty] | 0 | [26 empty] | 0 | 0 |  | 0 | 0 | 0 | 0 | 0 | 0 | 0 | 0 | 0 | 0 | 0 | 0 | 0 | 0 | 0 | 0 | 0 | 0 | 0 | 0 | 0 | 0 |  |  |  |  | 0 | 0
[6 empty] | 0 | [26 empty] | 0 | 0 |  | 0 | 0 | 0 | 0 | 0 | 0 | 0 | 0 | 0 | 0 | 0 | 0 | 0 | 0 | 0 | 0 | 0 | 0 | 0 | 0 | 0 | 0 |  |  |  |  | 0 | 0
[6 empty] | 0 | [26 empty] | 0 | 0 |  | 0 | 0 | 0 | 0 | 0 | 0 | 0 | 0 | 0 | 0 | 0 | 0 | 0 | 0 | 0 | 0 | 0 | 0 | 0 | 0 | 0 | 0 |  |  |  |  | 0 | 0
[6 empty] | 0 | [26 empty] | 0 | 0 |  | 0 | 0 | 0 | 0 | 0 | 0 | 0 | 0 | 0 | 0 | 0 | 0 | 0 | 0 | 0 | 0 | 0 | 0 | 0 | 0 | 0 | 0 |  |  |  |  | 0 | 0
[6 empty] | 0 | [26 empty] | 0 | 0 |  | 0 | 0 | 0 | 0 | 0 | 0 | 0 | 0 | 0 | 0 | 0 | 0 | 0 | 0 | 0 | 0 | 0 | 0 | 0 | 0 | 0 | 0 |  |  |  |  | 0 | 0
[6 empty] | 0 | [26 empty] | 0 | 0 |  | 0 | 0 | 0 | 0 | 0 | 0 | 0 | 0 | 0 | 0 | 0 | 0 | 0 | 0 | 0 | 0 | 0 | 0 | 0 | 0 | 0 | 0 |  |  |  |  | 0 | 0
[6 empty] | 0 | [26 empty] | 0 | 0 |  | 0 | 0 | 0 | 0 | 0 | 0 | 0 | 0 | 0 | 0 | 0 | 0 | 0 | 0 | 0 | 0 | 0 | 0 | 0 | 0 | 0 | 0 |  |  |  |  | 0 | 0
[6 empty] | 0 | [26 empty] | 0 | 0 |  | 0 | 0 | 0 | 0 | 0 | 0 | 0 | 0 | 0 | 0 | 0 | 0 | 0 | 0 | 0 | 0 | 0 | 0 | 0 | 0 | 0 | 0 |  |  |  |  | 0 | 0
[6 empty] | 0 | [26 empty] | 0 | 0 |  | 0 | 0 | 0 | 0 | 0 | 0 | 0 | 0 | 0 | 0 | 0 | 0 | 0 | 0 | 0 | 0 | 0 | 0 | 0 | 0 | 0 | 0 |  |  |  |  | 0 | 0
[6 empty] | 0 | [26 empty] | 0 | 0 |  | 0 | 0 | 0 | 0 | 0 | 0 | 0 | 0 | 0 | 0 | 0 | 0 | 0 | 0 | 0 | 0 | 0 | 0 | 0 | 0 | 0 | 0 |  |  |  |  | 0 | 0
[6 empty] | 0 | [26 empty] | 0 | 0 |  | 0 | 0 | 0 | 0 | 0 | 0 | 0 | 0 | 0 | 0 | 0 | 0 | 0 | 0 | 0 | 0 | 0 | 0 | 0 | 0 | 0 | 0 |  |  |  |  | 0 | 0
[6 empty] | 0 | [26 empty] | 0 | 0 |  | 0 | 0 | 0 | 0 | 0 | 0 | 0 | 0 | 0 | 0 | 0 | 0 | 0 | 0 | 0 | 0 | 0 | 0 | 0 | 0 | 0 | 0 |  |  |  |  | 0 | 0
[6 empty] | 0 | [26 empty] | 0 | 0 |  | 0 | 0 | 0 | 0 | 0 | 0 | 0 | 0 | 0 | 0 | 0 | 0 | 0 | 0 | 0 | 0 | 0 | 0 | 0 | 0 | 0 | 0 |  |  |  |  | 0 | 0
[6 empty] | 0 | [26 empty] | 0 | 0 |  | 0 | 0 | 0 | 0 | 0 | 0 | 0 | 0 | 0 | 0 | 0 | 0 | 0 | 0 | 0 | 0 | 0 | 0 | 0 | 0 | 0 | 0 |  |  |  |  | 0 | 0
[6 empty] | 0 | [26 empty] | 0 | 0 |  | 0 | 0 | 0 | 0 | 0 | 0 | 0 | 0 | 0 | 0 | 0 | 0 | 0 | 0 | 0 | 0 | 0 | 0 | 0 | 0 | 0 | 0 |  |  |  |  | 0 | 0
[6 empty] | 0 | [26 empty] | 0 | 0 |  | 0 | 0 | 0 | 0 | 0 | 0 | 0 | 0 | 0 | 0 | 0 | 0 | 0 | 0 | 0 | 0 | 0 | 0 | 0 | 0 | 0 | 0 |  |  |  |  | 0 | 0
[6 empty] | 0 | [26 empty] | 0 | 0 |  | 0 | 0 | 0 | 0 | 0 | 0 | 0 | 0 | 0 | 0 | 0 | 0 | 0 | 0 | 0 | 0 | 0 | 0 | 0 | 0 | 0 | 0 |  |  |  |  | 0 | 0
[6 empty] | 0 | [26 empty] | 0 | 0 |  | 0 | 0 | 0 | 0 | 0 | 0 | 0 | 0 | 0 | 0 | 0 | 0 | 0 | 0 | 0 | 0 | 0 | 0 | 0 | 0 | 0 | 0 |  |  |  |  | 0 | 0
[6 empty] | 0 | [26 empty] | 0 | 0 |  | 0 | 0 | 0 | 0 | 0 | 0 | 0 | 0 | 0 | 0 | 0 | 0 | 0 | 0 | 0 | 0 | 0 | 0 | 0 | 0 | 0 | 0 |  |  |  |  | 0 | 0
[6 empty] | 0 | [26 empty] | 0 | 0 |  | 0 | 0 | 0 | 0 | 0 | 0 | 0 | 0 | 0 | 0 | 0 | 0 | 0 | 0 | 0 | 0 | 0 | 0 | 0 | 0 | 0 | 0 |  |  |  |  | 0 | 0
[6 empty] | 0 | [26 empty] | 0 | 0 |  | 0 | 0 | 0 | 0 | 0 | 0 | 0 | 0 | 0 | 0 | 0 | 0 | 0 | 0 | 0 | 0 | 0 | 0 | 0 | 0 | 0 | 0 |  |  |  |  | 0 | 0
[6 empty] | 0 | [26 empty] | 0 | 0 |  | 0 | 0 | 0 | 0 | 0 | 0 | 0 | 0 | 0 | 0 | 0 | 0 | 0 | 0 | 0 | 0 | 0 | 0 | 0 | 0 | 0 | 0 |  |  |  |  | 0 | 0
[6 empty] | 0 | [26 empty] | 0 | 0 |  | 0 | 0 | 0 | 0 | 0 | 0 | 0 | 0 | 0 | 0 | 0 | 0 | 0 | 0 | 0 | 0 | 0 | 0 | 0 | 0 | 0 | 0 |  |  |  |  | 0 | 0
[6 empty] | 0 | [26 empty] | 0 | 0 |  | 0 | 0 | 0 | 0 | 0 | 0 | 0 | 0 | 0 | 0 | 0 | 0 | 0 | 0 | 0 | 0 | 0 | 0 | 0 | 0 | 0 | 0 |  |  |  |  | 0 | 0
[6 empty] | 0 | [26 empty] | 0 | 0 |  | 0 | 0 | 0 | 0 | 0 | 0 | 0 | 0 | 0 | 0 | 0 | 0 | 0 | 0 | 0 | 0 | 0 | 0 | 0 | 0 | 0 | 0 |  |  |  |  | 0 | 0
[6 empty] | 0 | [26 empty] | 0 | 0 |  | 0 | 0 | 0 | 0 | 0 | 0 | 0 | 0 | 0 | 0 | 0 | 0 | 0 | 0 | 0 | 0 | 0 | 0 | 0 | 0 | 0 | 0 |  |  |  |  | 0 | 0
[6 empty] | 0 | [26 empty] | 0 | 0 |  | 0 | 0 | 0 | 0 | 0 | 0 | 0 | 0 | 0 | 0 | 0 | 0 | 0 | 0 | 0 | 0 | 0 | 0 | 0 | 0 | 0 | 0 |  |  |  |  | 0 | 0
[6 empty] | 0 | [26 empty] | 0 | 0 |  | 0 | 0 | 0 | 0 | 0 | 0 | 0 | 0 | 0 | 0 | 0 | 0 | 0 | 0 | 0 | 0 | 0 | 0 | 0 | 0 | 0 | 0 |  |  |  |  | 0 | 0
[6 empty] | 0 | [26 empty] | 0 | 0 |  | 0 | 0 | 0 | 0 | 0 | 0 | 0 | 0 | 0 | 0 | 0 | 0 | 0 | 0 | 0 | 0 | 0 | 0 | 0 | 0 | 0 | 0 |  |  |  |  | 0 | 0
[6 empty] | 0 | [26 empty] | 0 | 0 |  | 0 | 0 | 0 | 0 | 0 | 0 | 0 | 0 | 0 | 0 | 0 | 0 | 0 | 0 | 0 | 0 | 0 | 0 | 0 | 0 | 0 | 0 |  |  |  |  | 0 | 0
[6 empty] | 0 | [26 empty] | 0 | 0 |  | 0 | 0 | 0 | 0 | 0 | 0 | 0 | 0 | 0 | 0 | 0 | 0 | 0 | 0 | 0 | 0 | 0 | 0 | 0 | 0 | 0 | 0 |  |  |  |  | 0 | 0
[6 empty] | 0 | [26 empty] | 0 | 0 |  | 0 | 0 | 0 | 0 | 0 | 0 | 0 | 0 | 0 | 0 | 0 | 0 | 0 | 0 | 0 | 0 | 0 | 0 | 0 | 0 | 0 | 0 |  |  |  |  | 0 | 0
[6 empty] | 0 | [26 empty] | 0 | 0 |  | 0 | 0 | 0 | 0 | 0 | 0 | 0 | 0 | 0 | 0 | 0 | 0 | 0 | 0 | 0 | 0 | 0 | 0 | 0 | 0 | 0 | 0 |  |  |  |  | 0 | 0
[6 empty] | 0 | [26 empty] | 0 | 0 |  | 0 | 0 | 0 | 0 | 0 | 0 | 0 | 0 | 0 | 0 | 0 | 0 | 0 | 0 | 0 | 0 | 0 | 0 | 0 | 0 | 0 | 0 |  |  |  |  | 0 | 0
[6 empty] | 0 | [26 empty] | 0 | 0 |  | 0 | 0 | 0 | 0 | 0 | 0 | 0 | 0 | 0 | 0 | 0 | 0 | 0 | 0 | 0 | 0 | 0 | 0 | 0 | 0 | 0 | 0 |  |  |  |  | 0 | 0
[6 empty] | 0 | [26 empty] | 0 | 0 |  | 0 | 0 | 0 | 0 | 0 | 0 | 0 | 0 | 0 | 0 | 0 | 0 | 0 | 0 | 0 | 0 | 0 | 0 | 0 | 0 | 0 | 0 |  |  |  |  | 0 | 0
[6 empty] | 0 | [26 empty] | 0 | 0 |  | 0 | 0 | 0 | 0 | 0 | 0 | 0 | 0 | 0 | 0 | 0 | 0 | 0 | 0 | 0 | 0 | 0 | 0 | 0 | 0 | 0 | 0 |  |  |  |  | 0 | 0
[6 empty] | 0 | [26 empty] | 0 | 0 |  | 0 | 0 | 0 | 0 | 0 | 0 | 0 | 0 | 0 | 0 | 0 | 0 | 0 | 0 | 0 | 0 | 0 | 0 | 0 | 0 | 0 | 0 |  |  |  |  | 0 | 0
[6 empty] | 0 | [26 empty] | 0 | 0 |  | 0 | 0 | 0 | 0 | 0 | 0 | 0 | 0 | 0 | 0 | 0 | 0 | 0 | 0 | 0 | 0 | 0 | 0 | 0 | 0 | 0 | 0 |  |  |  |  | 0 | 0
[6 empty] | 0 | [26 empty] | 0 | 0 |  | 0 | 0 | 0 | 0 | 0 | 0 | 0 | 0 | 0 | 0 | 0 | 0 | 0 | 0 | 0 | 0 | 0 | 0 | 0 | 0 | 0 | 0 |  |  |  |  | 0 | 0
[6 empty] | 0 | [26 empty] | 0 | 0 |  | 0 | 0 | 0 | 0 | 0 | 0 | 0 | 0 | 0 | 0 | 0 | 0 | 0 | 0 | 0 | 0 | 0 | 0 | 0 | 0 | 0 | 0 |  |  |  |  | 0 | 0
[6 empty] | 0 | [26 empty] | 0 | 0 |  | 0 | 0 | 0 | 0 | 0 | 0 | 0 | 0 | 0 | 0 | 0 | 0 | 0 | 0 | 0 | 0 | 0 | 0 | 0 | 0 | 0 | 0 |  |  |  |  | 0 | 0
[6 empty] | 0 | [26 empty] | 0 | 0 |  | 0 | 0 | 0 | 0 | 0 | 0 | 0 | 0 | 0 | 0 | 0 | 0 | 0 | 0 | 0 | 0 | 0 | 0 | 0 | 0 | 0 | 0 |  |  |  |  | 0 | 0
[6 empty] | 0 | [26 empty] | 0 | 0 |  | 0 | 0 | 0 | 0 | 0 | 0 | 0 | 0 | 0 | 0 | 0 | 0 | 0 | 0 | 0 | 0 | 0 | 0 | 0 | 0 | 0 | 0 |  |  |  |  | 0 | 0
[6 empty] | 0 | [26 empty] | 0 | 0 |  | 0 | 0 | 0 | 0 | 0 | 0 | 0 | 0 | 0 | 0 | 0 | 0 | 0 | 0 | 0 | 0 | 0 | 0 | 0 | 0 | 0 | 0 |  |  |  |  | 0 | 0
[6 empty] | 0 | [26 empty] | 0 | 0 |  | 0 | 0 | 0 | 0 | 0 | 0 | 0 | 0 | 0 | 0 | 0 | 0 | 0 | 0 | 0 | 0 | 0 | 0 | 0 | 0 | 0 | 0 |  |  |  |  | 0 | 0
[6 empty] | 0 | [26 empty] | 0 | 0 |  | 0 | 0 | 0 | 0 | 0 | 0 | 0 | 0 | 0 | 0 | 0 | 0 | 0 | 0 | 0 | 0 | 0 | 0 | 0 | 0 | 0 | 0 |  |  |  |  | 0 | 0
[6 empty] | 0 | [26 empty] | 0 | 0 |  | 0 | 0 | 0 | 0 | 0 | 0 | 0 | 0 | 0 | 0 | 0 | 0 | 0 | 0 | 0 | 0 | 0 | 0 | 0 | 0 | 0 | 0 |  |  |  |  | 0 | 0
[6 empty] | 0 | [26 empty] | 0 | 0 |  | 0 | 0 | 0 | 0 | 0 | 0 | 0 | 0 | 0 | 0 | 0 | 0 | 0 | 0 | 0 | 0 | 0 | 0 | 0 | 0 | 0 | 0 |  |  |  |  | 0 | 0
[6 empty] | 0 | [26 empty] | 0 | 0 |  | 0 | 0 | 0 | 0 | 0 | 0 | 0 | 0 | 0 | 0 | 0 | 0 | 0 | 0 | 0 | 0 | 0 | 0 | 0 | 0 | 0 | 0 |  |  |  |  | 0 | 0
[6 empty] | 0 | [26 empty] | 0 | 0 |  | 0 | 0 | 0 | 0 | 0 | 0 | 0 | 0 | 0 | 0 | 0 | 0 | 0 | 0 | 0 | 0 | 0 | 0 | 0 | 0 | 0 | 0 |  |  |  |  | 0 | 0
[6 empty] | 0 | [26 empty] | 0 | 0 |  | 0 | 0 | 0 | 0 | 0 | 0 | 0 | 0 | 0 | 0 | 0 | 0 | 0 | 0 | 0 | 0 | 0 | 0 | 0 | 0 | 0 | 0 |  |  |  |  | 0 | 0
[6 empty] | 0 | [26 empty] | 0 | 0 |  | 0 | 0 | 0 | 0 | 0 | 0 | 0 | 0 | 0 | 0 | 0 | 0 | 0 | 0 | 0 | 0 | 0 | 0 | 0 | 0 | 0 | 0 |  |  |  |  | 0 | 0
[6 empty] | 0 | [26 empty] | 0 | 0 |  | 0 | 0 | 0 | 0 | 0 | 0 | 0 | 0 | 0 | 0 | 0 | 0 | 0 | 0 | 0 | 0 | 0 | 0 | 0 | 0 | 0 | 0 |  |  |  |  | 0 | 0
[6 empty] | 0 | [26 empty] | 0 | 0 |  | 0 | 0 | 0 | 0 | 0 | 0 | 0 | 0 | 0 | 0 | 0 | 0 | 0 | 0 | 0 | 0 | 0 | 0 | 0 | 0 | 0 | 0 |  |  |  |  | 0 | 0
[6 empty] | 0 | [26 empty] | 0 | 0 |  | 0 | 0 | 0 | 0 | 0 | 0 | 0 | 0 | 0 | 0 | 0 | 0 | 0 | 0 | 0 | 0 | 0 | 0 | 0 | 0 | 0 | 0 |  |  |  |  | 0 | 0
[6 empty] | 0 | [26 empty] | 0 | 0 |  | 0 | 0 | 0 | 0 | 0 | 0 | 0 | 0 | 0 | 0 | 0 | 0 | 0 | 0 | 0 | 0 | 0 | 0 | 0 | 0 | 0 | 0 |  |  |  |  | 0 | 0
[6 empty] | 0 | [26 empty] | 0 | 0 |  | 0 | 0 | 0 | 0 | 0 | 0 | 0 | 0 | 0 | 0 | 0 | 0 | 0 | 0 | 0 | 0 | 0 | 0 | 0 | 0 | 0 | 0 |  |  |  |  | 0 | 0
[6 empty] | 0 | [26 empty] | 0 | 0 |  | 0 | 0 | 0 | 0 | 0 | 0 | 0 | 0 | 0 | 0 | 0 | 0 | 0 | 0 | 0 | 0 | 0 | 0 | 0 | 0 | 0 | 0 |  |  |  |  | 0 | 0
[6 empty] | 0 | [26 empty] | 0 | 0 |  | 0 | 0 | 0 | 0 | 0 | 0 | 0 | 0 | 0 | 0 | 0 | 0 | 0 | 0 | 0 | 0 | 0 | 0 | 0 | 0 | 0 | 0 |  |  |  |  | 0 | 0
[6 empty] | 0 | [26 empty] | 0 | 0 |  | 0 | 0 | 0 | 0 | 0 | 0 | 0 | 0 | 0 | 0 | 0 | 0 | 0 | 0 | 0 | 0 | 0 | 0 | 0 | 0 | 0 | 0 |  |  |  |  | 0 | 0
[6 empty] | 0 | [26 empty] | 0 | 0 |  | 0 | 0 | 0 | 0 | 0 | 0 | 0 | 0 | 0 | 0 | 0 | 0 | 0 | 0 | 0 | 0 | 0 | 0 | 0 | 0 | 0 | 0 |  |  |  |  | 0 | 0
[6 empty] | 0 | [26 empty] | 0 | 0 |  | 0 | 0 | 0 | 0 | 0 | 0 | 0 | 0 | 0 | 0 | 0 | 0 | 0 | 0 | 0 | 0 | 0 | 0 | 0 | 0 | 0 | 0 |  |  |  |  | 0 | 0
[6 empty] | 0 | [26 empty] | 0 | 0 |  | 0 | 0 | 0 | 0 | 0 | 0 | 0 | 0 | 0 | 0 | 0 | 0 | 0 | 0 | 0 | 0 | 0 | 0 | 0 | 0 | 0 | 0 |  |  |  |  | 0 | 0
[6 empty] | 0 | [26 empty] | 0 | 0 |  | 0 | 0 | 0 | 0 | 0 | 0 | 0 | 0 | 0 | 0 | 0 | 0 | 0 | 0 | 0 | 0 | 0 | 0 | 0 | 0 | 0 | 0 |  |  |  |  | 0 | 0
[6 empty] | 0 | [26 empty] | 0 | 0 |  | 0 | 0 | 0 | 0 | 0 | 0 | 0 | 0 | 0 | 0 | 0 | 0 | 0 | 0 | 0 | 0 | 0 | 0 | 0 | 0 | 0 | 0 |  |  |  |  | 0 | 0
[6 empty] | 0 | [26 empty] | 0 | 0 |  | 0 | 0 | 0 | 0 | 0 | 0 | 0 | 0 | 0 | 0 | 0 | 0 | 0 | 0 | 0 | 0 | 0 | 0 | 0 | 0 | 0 | 0 |  |  |  |  | 0 | 0
[6 empty] | 0 | [26 empty] | 0 | 0 |  | 0 | 0 | 0 | 0 | 0 | 0 | 0 | 0 | 0 | 0 | 0 | 0 | 0 | 0 | 0 | 0 | 0 | 0 | 0 | 0 | 0 | 0 |  |  |  |  | 0 | 0
[6 empty] | 0 | [26 empty] | 0 | 0 |  | 0 | 0 | 0 | 0 | 0 | 0 | 0 | 0 | 0 | 0 | 0 | 0 | 0 | 0 | 0 | 0 | 0 | 0 | 0 | 0 | 0 | 0 |  |  |  |  | 0 | 0
[6 empty] | 0 | [26 empty] | 0 | 0 |  | 0 | 0 | 0 | 0 | 0 | 0 | 0 | 0 | 0 | 0 | 0 | 0 | 0 | 0 | 0 | 0 | 0 | 0 | 0 | 0 | 0 | 0 |  |  |  |  | 0 | 0
[6 empty] | 0 | [26 empty] | 0 | 0 |  | 0 | 0 | 0 | 0 | 0 | 0 | 0 | 0 | 0 | 0 | 0 | 0 | 0 | 0 | 0 | 0 | 0 | 0 | 0 | 0 | 0 | 0 |  |  |  |  | 0 | 0
[6 empty] | 0 | [26 empty] | 0 | 0 |  | 0 | 0 | 0 | 0 | 0 | 0 | 0 | 0 | 0 | 0 | 0 | 0 | 0 | 0 | 0 | 0 | 0 | 0 | 0 | 0 | 0 | 0 |  |  |  |  | 0 | 0
[6 empty] | 0 | [26 empty] | 0 | 0 |  | 0 | 0 | 0 | 0 | 0 | 0 | 0 | 0 | 0 | 0 | 0 | 0 | 0 | 0 | 0 | 0 | 0 | 0 | 0 | 0 | 0 | 0 |  |  |  |  | 0 | 0
[6 empty] | 0 | [26 empty] | 0 | 0 |  | 0 | 0 | 0 | 0 | 0 | 0 | 0 | 0 | 0 | 0 | 0 | 0 | 0 | 0 | 0 | 0 | 0 | 0 | 0 | 0 | 0 | 0 |  |  |  |  | 0 | 0
[6 empty] | 0 | [26 empty] | 0 | 0 |  | 0 | 0 | 0 | 0 | 0 | 0 | 0 | 0 | 0 | 0 | 0 | 0 | 0 | 0 | 0 | 0 | 0 | 0 | 0 | 0 | 0 | 0 |  |  |  |  | 0 | 0
[6 empty] | 0 | [26 empty] | 0 | 0 |  | 0 | 0 | 0 | 0 | 0 | 0 | 0 | 0 | 0 | 0 | 0 | 0 | 0 | 0 | 0 | 0 | 0 | 0 | 0 | 0 | 0 | 0 |  |  |  |  | 0 | 0
[6 empty] | 0 | [26 empty] | 0 | 0 |  | 0 | 0 | 0 | 0 | 0 | 0 | 0 | 0 | 0 | 0 | 0 | 0 | 0 | 0 | 0 | 0 | 0 | 0 | 0 | 0 | 0 | 0 |  |  |  |  | 0 | 0
[6 empty] | 0 | [26 empty] | 0 | 0 |  | 0 | 0 | 0 | 0 | 0 | 0 | 0 | 0 | 0 | 0 | 0 | 0 | 0 | 0 | 0 | 0 | 0 | 0 | 0 | 0 | 0 | 0 |  |  |  |  | 0 | 0
[6 empty] | 0 | [26 empty] | 0 | 0 |  | 0 | 0 | 0 | 0 | 0 | 0 | 0 | 0 | 0 | 0 | 0 | 0 | 0 | 0 | 0 | 0 | 0 | 0 | 0 | 0 | 0 | 0 |  |  |  |  | 0 | 0
[6 empty] | 0 | [26 empty] | 0 | 0 |  | 0 | 0 | 0 | 0 | 0 | 0 | 0 | 0 | 0 | 0 | 0 | 0 | 0 | 0 | 0 | 0 | 0 | 0 | 0 | 0 | 0 | 0 |  |  |  |  | 0 | 0
[6 empty] | 0 | [26 empty] | 0 | 0 |  | 0 | 0 | 0 | 0 | 0 | 0 | 0 | 0 | 0 | 0 | 0 | 0 | 0 | 0 | 0 | 0 | 0 | 0 | 0 | 0 | 0 | 0 |  |  |  |  | 0 | 0
[6 empty] | 0 | [26 empty] | 0 | 0 |  | 0 | 0 | 0 | 0 | 0 | 0 | 0 | 0 | 0 | 0 | 0 | 0 | 0 | 0 | 0 | 0 | 0 | 0 | 0 | 0 | 0 | 0 |  |  |  |  | 0 | 0
[6 empty] | 0 | [26 empty] | 0 | 0 |  | 0 | 0 | 0 | 0 | 0 | 0 | 0 | 0 | 0 | 0 | 0 | 0 | 0 | 0 | 0 | 0 | 0 | 0 | 0 | 0 | 0 | 0 |  |  |  |  | 0 | 0
[6 empty] | 0 | [26 empty] | 0 | 0 |  | 0 | 0 | 0 | 0 | 0 | 0 | 0 | 0 | 0 | 0 | 0 | 0 | 0 | 0 | 0 | 0 | 0 | 0 | 0 | 0 | 0 | 0 |  |  |  |  | 0 | 0
[6 empty] | 0 | [26 empty] | 0 | 0 |  | 0 | 0 | 0 | 0 | 0 | 0 | 0 | 0 | 0 | 0 | 0 | 0 | 0 | 0 | 0 | 0 | 0 | 0 | 0 | 0 | 0 | 0 |  |  |  |  | 0 | 0
[6 empty] | 0 | [26 empty] | 0 | 0 |  | 0 | 0 | 0 | 0 | 0 | 0 | 0 | 0 | 0 | 0 | 0 | 0 | 0 | 0 | 0 | 0 | 0 | 0 | 0 | 0 | 0 | 0 |  |  |  |  | 0 | 0
[6 empty] | 0 | [26 empty] | 0 | 0 |  | 0 | 0 | 0 | 0 | 0 | 0 | 0 | 0 | 0 | 0 | 0 | 0 | 0 | 0 | 0 | 0 | 0 | 0 | 0 | 0 | 0 | 0 |  |  |  |  | 0 | 0
[6 empty] | 0 | [26 empty] | 0 | 0 |  | 0 | 0 | 0 | 0 | 0 | 0 | 0 | 0 | 0 | 0 | 0 | 0 | 0 | 0 | 0 | 0 | 0 | 0 | 0 | 0 | 0 | 0 |  |  |  |  | 0 | 0
[6 empty] | 0 | [26 empty] | 0 | 0 |  | 0 | 0 | 0 | 0 | 0 | 0 | 0 | 0 | 0 | 0 | 0 | 0 | 0 | 0 | 0 | 0 | 0 | 0 | 0 | 0 | 0 | 0 |  |  |  |  | 0 | 0
[6 empty] | 0 | [26 empty] | 0 | 0 |  | 0 | 0 | 0 | 0 | 0 | 0 | 0 | 0 | 0 | 0 | 0 | 0 | 0 | 0 | 0 | 0 | 0 | 0 | 0 | 0 | 0 | 0 |  |  |  |  | 0 | 0
[6 empty] | 0 | [26 empty] | 0 | 0 |  | 0 | 0 | 0 | 0 | 0 | 0 | 0 | 0 | 0 | 0 | 0 | 0 | 0 | 0 | 0 | 0 | 0 | 0 | 0 | 0 | 0 | 0 |  |  |  |  | 0 | 0
[6 empty] | 0 | [26 empty] | 0 | 0 |  | 0 | 0 | 0 | 0 | 0 | 0 | 0 | 0 | 0 | 0 | 0 | 0 | 0 | 0 | 0 | 0 | 0 | 0 | 0 | 0 | 0 | 0 |  |  |  |  | 0 | 0
[6 empty] | 0 | [26 empty] | 0 | 0 |  | 0 | 0 | 0 | 0 | 0 | 0 | 0 | 0 | 0 | 0 | 0 | 0 | 0 | 0 | 0 | 0 | 0 | 0 | 0 | 0 | 0 | 0 |  |  |  |  | 0 | 0
[6 empty] | 0 | [26 empty] | 0 | 0 |  | 0 | 0 | 0 | 0 | 0 | 0 | 0 | 0 | 0 | 0 | 0 | 0 | 0 | 0 | 0 | 0 | 0 | 0 | 0 | 0 | 0 | 0 |  |  |  |  | 0 | 0
[6 empty] | 0 | [26 empty] | 0 | 0 |  | 0 | 0 | 0 | 0 | 0 | 0 | 0 | 0 | 0 | 0 | 0 | 0 | 0 | 0 | 0 | 0 | 0 | 0 | 0 | 0 | 0 | 0 |  |  |  |  | 0 | 0
[6 empty] | 0 | [26 empty] | 0 | 0 |  | 0 | 0 | 0 | 0 | 0 | 0 | 0 | 0 | 0 | 0 | 0 | 0 | 0 | 0 | 0 | 0 | 0 | 0 | 0 | 0 | 0 | 0 |  |  |  |  | 0 | 0
[6 empty] | 0 | [26 empty] | 0 | 0 |  | 0 | 0 | 0 | 0 | 0 | 0 | 0 | 0 | 0 | 0 | 0 | 0 | 0 | 0 | 0 | 0 | 0 | 0 | 0 | 0 | 0 | 0 |  |  |  |  | 0 | 0
[6 empty] | 0 | [26 empty] | 0 | 0 |  | 0 | 0 | 0 | 0 | 0 | 0 | 0 | 0 | 0 | 0 | 0 | 0 | 0 | 0 | 0 | 0 | 0 | 0 | 0 | 0 | 0 | 0 |  |  |  |  | 0 | 0
[6 empty] | 0 | [26 empty] | 0 | 0 |  | 0 | 0 | 0 | 0 | 0 | 0 | 0 | 0 | 0 | 0 | 0 | 0 | 0 | 0 | 0 | 0 | 0 | 0 | 0 | 0 | 0 | 0 |  |  |  |  | 0 | 0
[6 empty] | 0 | [26 empty] | 0 | 0 |  | 0 | 0 | 0 | 0 | 0 | 0 | 0 | 0 | 0 | 0 | 0 | 0 | 0 | 0 | 0 | 0 | 0 | 0 | 0 | 0 | 0 | 0 |  |  |  |  | 0 | 0
[6 empty] | 0 | [26 empty] | 0 | 0 |  | 0 | 0 | 0 | 0 | 0 | 0 | 0 | 0 | 0 | 0 | 0 | 0 | 0 | 0 | 0 | 0 | 0 | 0 | 0 | 0 | 0 | 0 |  |  |  |  | 0 | 0
[6 empty] | 0 | [26 empty] | 0 | 0 |  | 0 | 0 | 0 | 0 | 0 | 0 | 0 | 0 | 0 | 0 | 0 | 0 | 0 | 0 | 0 | 0 | 0 | 0 | 0 | 0 | 0 | 0 |  |  |  |  | 0 | 0
[6 empty] | 0 | [26 empty] | 0 | 0 |  | 0 | 0 | 0 | 0 | 0 | 0 | 0 | 0 | 0 | 0 | 0 | 0 | 0 | 0 | 0 | 0 | 0 | 0 | 0 | 0 | 0 | 0 |  |  |  |  | 0 | 0
[6 empty] | 0 | [26 empty] | 0 | 0 |  | 0 | 0 | 0 | 0 | 0 | 0 | 0 | 0 | 0 | 0 | 0 | 0 | 0 | 0 | 0 | 0 | 0 | 0 | 0 | 0 | 0 | 0 |  |  |  |  | 0 | 0
[6 empty] | 0 | [26 empty] | 0 | 0 |  | 0 | 0 | 0 | 0 | 0 | 0 | 0 | 0 | 0 | 0 | 0 | 0 | 0 | 0 | 0 | 0 | 0 | 0 | 0 | 0 | 0 | 0 |  |  |  |  | 0 | 0
[6 empty] | 0 | [26 empty] | 0 | 0 |  | 0 | 0 | 0 | 0 | 0 | 0 | 0 | 0 | 0 | 0 | 0 | 0 | 0 | 0 | 0 | 0 | 0 | 0 | 0 | 0 | 0 | 0 |  |  |  |  | 0 | 0
[6 empty] | 0 | [26 empty] | 0 | 0 |  | 0 | 0 | 0 | 0 | 0 | 0 | 0 | 0 | 0 | 0 | 0 | 0 | 0 | 0 | 0 | 0 | 0 | 0 | 0 | 0 | 0 | 0 |  |  |  |  | 0 | 0
[6 empty] | 0 | [26 empty] | 0 | 0 |  | 0 | 0 | 0 | 0 | 0 | 0 | 0 | 0 | 0 | 0 | 0 | 0 | 0 | 0 | 0 | 0 | 0 | 0 | 0 | 0 | 0 | 0 |  |  |  |  | 0 | 0
[6 empty] | 0 | [26 empty] | 0 | 0 |  | 0 | 0 | 0 | 0 | 0 | 0 | 0 | 0 | 0 | 0 | 0 | 0 | 0 | 0 | 0 | 0 | 0 | 0 | 0 | 0 | 0 | 0 |  |  |  |  | 0 | 0
[6 empty] | 0 | [26 empty] | 0 | 0 |  | 0 | 0 | 0 | 0 | 0 | 0 | 0 | 0 | 0 | 0 | 0 | 0 | 0 | 0 | 0 | 0 | 0 | 0 | 0 | 0 | 0 | 0 |  |  |  |  | 0 | 0
[6 empty] | 0 | [26 empty] | 0 | 0 |  | 0 | 0 | 0 | 0 | 0 | 0 | 0 | 0 | 0 | 0 | 0 | 0 | 0 | 0 | 0 | 0 | 0 | 0 | 0 | 0 | 0 | 0 |  |  |  |  | 0 | 0
[6 empty] | 0 | [26 empty] | 0 | 0 |  | 0 | 0 | 0 | 0 | 0 | 0 | 0 | 0 | 0 | 0 | 0 | 0 | 0 | 0 | 0 | 0 | 0 | 0 | 0 | 0 | 0 | 0 |  |  |  |  | 0 | 0
[6 empty] | 0 | [26 empty] | 0 | 0 |  | 0 | 0 | 0 | 0 | 0 | 0 | 0 | 0 | 0 | 0 | 0 | 0 | 0 | 0 | 0 | 0 | 0 | 0 | 0 | 0 | 0 | 0 |  |  |  |  | 0 | 0
[6 empty] | 0 | [26 empty] | 0 | 0 |  | 0 | 0 | 0 | 0 | 0 | 0 | 0 | 0 | 0 | 0 | 0 | 0 | 0 | 0 | 0 | 0 | 0 | 0 | 0 | 0 | 0 | 0 |  |  |  |  | 0 | 0
[6 empty] | 0 | [26 empty] | 0 | 0 |  | 0 | 0 | 0 | 0 | 0 | 0 | 0 | 0 | 0 | 0 | 0 | 0 | 0 | 0 | 0 | 0 | 0 | 0 | 0 | 0 | 0 | 0 |  |  |  |  | 0 | 0
[6 empty] | 0 | [26 empty] | 0 | 0 |  | 0 | 0 | 0 | 0 | 0 | 0 | 0 | 0 | 0 | 0 | 0 | 0 | 0 | 0 | 0 | 0 | 0 | 0 | 0 | 0 | 0 | 0 |  |  |  |  | 0 | 0
[6 empty] | 0 | [26 empty] | 0 | 0 |  | 0 | 0 | 0 | 0 | 0 | 0 | 0 | 0 | 0 | 0 | 0 | 0 | 0 | 0 | 0 | 0 | 0 | 0 | 0 | 0 | 0 | 0 |  |  |  |  | 0 | 0
[6 empty] | 0 | [26 empty] | 0 | 0 |  | 0 | 0 | 0 | 0 | 0 | 0 | 0 | 0 | 0 | 0 | 0 | 0 | 0 | 0 | 0 | 0 | 0 | 0 | 0 | 0 | 0 | 0 |  |  |  |  | 0 | 0
[6 empty] | 0 | [26 empty] | 0 | 0 |  | 0 | 0 | 0 | 0 | 0 | 0 | 0 | 0 | 0 | 0 | 0 | 0 | 0 | 0 | 0 | 0 | 0 | 0 | 0 | 0 | 0 | 0 |  |  |  |  | 0 | 0
[6 empty] | 0 | [26 empty] | 0 | 0 |  | 0 | 0 | 0 | 0 | 0 | 0 | 0 | 0 | 0 | 0 | 0 | 0 | 0 | 0 | 0 | 0 | 0 | 0 | 0 | 0 | 0 | 0 |  |  |  |  | 0 | 0
[6 empty] | 0 | [26 empty] | 0 | 0 |  | 0 | 0 | 0 | 0 | 0 | 0 | 0 | 0 | 0 | 0 | 0 | 0 | 0 | 0 | 0 | 0 | 0 | 0 | 0 | 0 | 0 | 0 |  |  |  |  | 0 | 0
[6 empty] | 0 | [26 empty] | 0 | 0 |  | 0 | 0 | 0 | 0 | 0 | 0 | 0 | 0 | 0 | 0 | 0 | 0 | 0 | 0 | 0 | 0 | 0 | 0 | 0 | 0 | 0 | 0 |  |  |  |  | 0 | 0
[6 empty] | 0 | [26 empty] | 0 | 0 |  | 0 | 0 | 0 | 0 | 0 | 0 | 0 | 0 | 0 | 0 | 0 | 0 | 0 | 0 | 0 | 0 | 0 | 0 | 0 | 0 | 0 | 0 |  |  |  |  | 0 | 0
[6 empty] | 0 | [26 empty] | 0 | 0 |  | 0 | 0 | 0 | 0 | 0 | 0 | 0 | 0 | 0 | 0 | 0 | 0 | 0 | 0 | 0 | 0 | 0 | 0 | 0 | 0 | 0 | 0 |  |  |  |  | 0 | 0
[6 empty] | 0 | [26 empty] | 0 | 0 |  | 0 | 0 | 0 | 0 | 0 | 0 | 0 | 0 | 0 | 0 | 0 | 0 | 0 | 0 | 0 | 0 | 0 | 0 | 0 | 0 | 0 | 0 |  |  |  |  | 0 | 0
[6 empty] | 0 | [26 empty] | 0 | 0 |  | 0 | 0 | 0 | 0 | 0 | 0 | 0 | 0 | 0 | 0 | 0 | 0 | 0 | 0 | 0 | 0 | 0 | 0 | 0 | 0 | 0 | 0 |  |  |  |  | 0 | 0
[6 empty] | 0 | [26 empty] | 0 | 0 |  | 0 | 0 | 0 | 0 | 0 | 0 | 0 | 0 | 0 | 0 | 0 | 0 | 0 | 0 | 0 | 0 | 0 | 0 | 0 | 0 | 0 | 0 |  |  |  |  | 0 | 0
[6 empty] | 0 | [26 empty] | 0 | 0 |  | 0 | 0 | 0 | 0 | 0 | 0 | 0 | 0 | 0 | 0 | 0 | 0 | 0 | 0 | 0 | 0 | 0 | 0 | 0 | 0 | 0 | 0 |  |  |  |  | 0 | 0
[6 empty] | 0 | [26 empty] | 0 | 0 |  | 0 | 0 | 0 | 0 | 0 | 0 | 0 | 0 | 0 | 0 | 0 | 0 | 0 | 0 | 0 | 0 | 0 | 0 | 0 | 0 | 0 | 0 |  |  |  |  | 0 | 0
[6 empty] | 0 | [26 empty] | 0 | 0 |  | 0 | 0 | 0 | 0 | 0 | 0 | 0 | 0 | 0 | 0 | 0 | 0 | 0 | 0 | 0 | 0 | 0 | 0 | 0 | 0 | 0 | 0 |  |  |  |  | 0 | 0
[6 empty] | 0 | [26 empty] | 0 | 0 |  | 0 | 0 | 0 | 0 | 0 | 0 | 0 | 0 | 0 | 0 | 0 | 0 | 0 | 0 | 0 | 0 | 0 | 0 | 0 | 0 | 0 | 0 |  |  |  |  | 0 | 0
[6 empty] | 0 | [26 empty] | 0 | 0 |  | 0 | 0 | 0 | 0 | 0 | 0 | 0 | 0 | 0 | 0 | 0 | 0 | 0 | 0 | 0 | 0 | 0 | 0 | 0 | 0 | 0 | 0 |  |  |  |  | 0 | 0
[6 empty] | 0 | [26 empty] | 0 | 0 |  | 0 | 0 | 0 | 0 | 0 | 0 | 0 | 0 | 0 | 0 | 0 | 0 | 0 | 0 | 0 | 0 | 0 | 0 | 0 | 0 | 0 | 0 |  |  |  |  | 0 | 0
[6 empty] | 0 | [26 empty] | 0 | 0 |  | 0 | 0 | 0 | 0 | 0 | 0 | 0 | 0 | 0 | 0 | 0 | 0 | 0 | 0 | 0 | 0 | 0 | 0 | 0 | 0 | 0 | 0 |  |  |  |  | 0 | 0
[6 empty] | 0 | [26 empty] | 0 | 0 |  | 0 | 0 | 0 | 0 | 0 | 0 | 0 | 0 | 0 | 0 | 0 | 0 | 0 | 0 | 0 | 0 | 0 | 0 | 0 | 0 | 0 | 0 |  |  |  |  | 0 | 0
[6 empty] | 0 | [26 empty] | 0 | 0 |  | 0 | 0 | 0 | 0 | 0 | 0 | 0 | 0 | 0 | 0 | 0 | 0 | 0 | 0 | 0 | 0 | 0 | 0 | 0 | 0 | 0 | 0 |  |  |  |  | 0 | 0
[6 empty] | 0 | [26 empty] | 0 | 0 |  | 0 | 0 | 0 | 0 | 0 | 0 | 0 | 0 | 0 | 0 | 0 | 0 | 0 | 0 | 0 | 0 | 0 | 0 | 0 | 0 | 0 | 0 |  |  |  |  | 0 | 0
[6 empty] | 0 | [26 empty] | 0 | 0 |  | 0 | 0 | 0 | 0 | 0 | 0 | 0 | 0 | 0 | 0 | 0 | 0 | 0 | 0 | 0 | 0 | 0 | 0 | 0 | 0 | 0 | 0 |  |  |  |  | 0 | 0
[6 empty] | 0 | [26 empty] | 0 | 0 |  | 0 | 0 | 0 | 0 | 0 | 0 | 0 | 0 | 0 | 0 | 0 | 0 | 0 | 0 | 0 | 0 | 0 | 0 | 0 | 0 | 0 | 0 |  |  |  |  | 0 | 0
[6 empty] | 0 | [26 empty] | 0 | 0 |  | 0 | 0 | 0 | 0 | 0 | 0 | 0 | 0 | 0 | 0 | 0 | 0 | 0 | 0 | 0 | 0 | 0 | 0 | 0 | 0 | 0 | 0 |  |  |  |  | 0 | 0
[6 empty] | 0 | [26 empty] | 0 | 0 |  | 0 | 0 | 0 | 0 | 0 | 0 | 0 | 0 | 0 | 0 | 0 | 0 | 0 | 0 | 0 | 0 | 0 | 0 | 0 | 0 | 0 | 0 |  |  |  |  | 0 | 0
[6 empty] | 0 | [26 empty] | 0 | 0 |  | 0 | 0 | 0 | 0 | 0 | 0 | 0 | 0 | 0 | 0 | 0 | 0 | 0 | 0 | 0 | 0 | 0 | 0 | 0 | 0 | 0 | 0 |  |  |  |  | 0 | 0
[6 empty] | 0 | [26 empty] | 0 | 0 |  | 0 | 0 | 0 | 0 | 0 | 0 | 0 | 0 | 0 | 0 | 0 | 0 | 0 | 0 | 0 | 0 | 0 | 0 | 0 | 0 | 0 | 0 |  |  |  |  | 0 | 0
[6 empty] | 0 | [26 empty] | 0 | 0 |  | 0 | 0 | 0 | 0 | 0 | 0 | 0 | 0 | 0 | 0 | 0 | 0 | 0 | 0 | 0 | 0 | 0 | 0 | 0 | 0 | 0 | 0 |  |  |  |  | 0 | 0
[6 empty] | 0 | [26 empty] | 0 | 0 |  | 0 | 0 | 0 | 0 | 0 | 0 | 0 | 0 | 0 | 0 | 0 | 0 | 0 | 0 | 0 | 0 | 0 | 0 | 0 | 0 | 0 | 0 |  |  |  |  | 0 | 0
[6 empty] | 0 | [26 empty] | 0 | 0 |  | 0 | 0 | 0 | 0 | 0 | 0 | 0 | 0 | 0 | 0 | 0 | 0 | 0 | 0 | 0 | 0 | 0 | 0 | 0 | 0 | 0 | 0 |  |  |  |  | 0 | 0
[6 empty] | 0 | [26 empty] | 0 | 0 |  | 0 | 0 | 0 | 0 | 0 | 0 | 0 | 0 | 0 | 0 | 0 | 0 | 0 | 0 | 0 | 0 | 0 | 0 | 0 | 0 | 0 | 0 |  |  |  |  | 0 | 0
[6 empty] | 0 | [26 empty] | 0 | 0 |  | 0 | 0 | 0 | 0 | 0 | 0 | 0 | 0 | 0 | 0 | 0 | 0 | 0 | 0 | 0 | 0 | 0 | 0 | 0 | 0 | 0 | 0 |  |  |  |  | 0 | 0
[6 empty] | 0 | [26 empty] | 0 | 0 |  | 0 | 0 | 0 | 0 | 0 | 0 | 0 | 0 | 0 | 0 | 0 | 0 | 0 | 0 | 0 | 0 | 0 | 0 | 0 | 0 | 0 | 0 |  |  |  |  | 0 | 0
[6 empty] | 0 | [26 empty] | 0 | 0 |  | 0 | 0 | 0 | 0 | 0 | 0 | 0 | 0 | 0 | 0 | 0 | 0 | 0 | 0 | 0 | 0 | 0 | 0 | 0 | 0 | 0 | 0 |  |  |  |  | 0 | 0
[6 empty] | 0 | [26 empty] | 0 | 0 |  | 0 | 0 | 0 | 0 | 0 | 0 | 0 | 0 | 0 | 0 | 0 | 0 | 0 | 0 | 0 | 0 | 0 | 0 | 0 | 0 | 0 | 0 |  |  |  |  | 0 | 0
[6 empty] | 0 | [26 empty] | 0 | 0 |  | 0 | 0 | 0 | 0 | 0 | 0 | 0 | 0 | 0 | 0 | 0 | 0 | 0 | 0 | 0 | 0 | 0 | 0 | 0 | 0 | 0 | 0 |  |  |  |  | 0 | 0
[6 empty] | 0 | [26 empty] | 0 | 0 |  | 0 | 0 | 0 | 0 | 0 | 0 | 0 | 0 | 0 | 0 | 0 | 0 | 0 | 0 | 0 | 0 | 0 | 0 | 0 | 0 | 0 | 0 |  |  |  |  | 0 | 0
[6 empty] | 0 | [26 empty] | 0 | 0 |  | 0 | 0 | 0 | 0 | 0 | 0 | 0 | 0 | 0 | 0 | 0 | 0 | 0 | 0 | 0 | 0 | 0 | 0 | 0 | 0 | 0 | 0 |  |  |  |  | 0 | 0
[6 empty] | 0 | [26 empty] | 0 | 0 |  | 0 | 0 | 0 | 0 | 0 | 0 | 0 | 0 | 0 | 0 | 0 | 0 | 0 | 0 | 0 | 0 | 0 | 0 | 0 | 0 | 0 | 0 |  |  |  |  | 0 | 0
[6 empty] | 0 | [26 empty] | 0 | 0 |  | 0 | 0 | 0 | 0 | 0 | 0 | 0 | 0 | 0 | 0 | 0 | 0 | 0 | 0 | 0 | 0 | 0 | 0 | 0 | 0 | 0 | 0 |  |  |  |  | 0 | 0
[6 empty] | 0 | [26 empty] | 0 | 0 |  | 0 | 0 | 0 | 0 | 0 | 0 | 0 | 0 | 0 | 0 | 0 | 0 | 0 | 0 | 0 | 0 | 0 | 0 | 0 | 0 | 0 | 0 |  |  |  |  | 0 | 0
[6 empty] | 0 | [26 empty] | 0 | 0 |  | 0 | 0 | 0 | 0 | 0 | 0 | 0 | 0 | 0 | 0 | 0 | 0 | 0 | 0 | 0 | 0 | 0 | 0 | 0 | 0 | 0 | 0 |  |  |  |  | 0 | 0
[6 empty] | 0 | [26 empty] | 0 | 0 |  | 0 | 0 | 0 | 0 | 0 | 0 | 0 | 0 | 0 | 0 | 0 | 0 | 0 | 0 | 0 | 0 | 0 | 0 | 0 | 0 | 0 | 0 |  |  |  |  | 0 | 0
[6 empty] | 0 | [26 empty] | 0 | 0 |  | 0 | 0 | 0 | 0 | 0 | 0 | 0 | 0 | 0 | 0 | 0 | 0 | 0 | 0 | 0 | 0 | 0 | 0 | 0 | 0 | 0 | 0 |  |  |  |  | 0 | 0
[6 empty] | 0 | [26 empty] | 0 | 0 |  | 0 | 0 | 0 | 0 | 0 | 0 | 0 | 0 | 0 | 0 | 0 | 0 | 0 | 0 | 0 | 0 | 0 | 0 | 0 | 0 | 0 | 0 |  |  |  |  | 0 | 0
[6 empty] | 0 | [26 empty] | 0 | 0 |  | 0 | 0 | 0 | 0 | 0 | 0 | 0 | 0 | 0 | 0 | 0 | 0 | 0 | 0 | 0 | 0 | 0 | 0 | 0 | 0 | 0 | 0 |  |  |  |  | 0 | 0
[6 empty] | 0 | [26 empty] | 0 | 0 |  | 0 | 0 | 0 | 0 | 0 | 0 | 0 | 0 | 0 | 0 | 0 | 0 | 0 | 0 | 0 | 0 | 0 | 0 | 0 | 0 | 0 | 0 |  |  |  |  | 0 | 0
[6 empty] | 0 | [26 empty] | 0 | 0 |  | 0 | 0 | 0 | 0 | 0 | 0 | 0 | 0 | 0 | 0 | 0 | 0 | 0 | 0 | 0 | 0 | 0 | 0 | 0 | 0 | 0 | 0 |  |  |  |  | 0 | 0
[6 empty] | 0 | [26 empty] | 0 | 0 |  | 0 | 0 | 0 | 0 | 0 | 0 | 0 | 0 | 0 | 0 | 0 | 0 | 0 | 0 | 0 | 0 | 0 | 0 | 0 | 0 | 0 | 0 |  |  |  |  | 0 | 0
[6 empty] | 0 | [26 empty] | 0 | 0 |  | 0 | 0 | 0 | 0 | 0 | 0 | 0 | 0 | 0 | 0 | 0 | 0 | 0 | 0 | 0 | 0 | 0 | 0 | 0 | 0 | 0 | 0 |  |  |  |  | 0 | 0
[6 empty] | 0 | [26 empty] | 0 | 0 |  | 0 | 0 | 0 | 0 | 0 | 0 | 0 | 0 | 0 | 0 | 0 | 0 | 0 | 0 | 0 | 0 | 0 | 0 | 0 | 0 | 0 | 0 |  |  |  |  | 0 | 0
[6 empty] | 0 | [26 empty] | 0 | 0 |  | 0 | 0 | 0 | 0 | 0 | 0 | 0 | 0 | 0 | 0 | 0 | 0 | 0 | 0 | 0 | 0 | 0 | 0 | 0 | 0 | 0 | 0 |  |  |  |  | 0 | 0
[6 empty] | 0 | [26 empty] | 0 | 0 |  | 0 | 0 | 0 | 0 | 0 | 0 | 0 | 0 | 0 | 0 | 0 | 0 | 0 | 0 | 0 | 0 | 0 | 0 | 0 | 0 | 0 | 0 |  |  |  |  | 0 | 0
[6 empty] | 0 | [26 empty] | 0 | 0 |  | 0 | 0 | 0 | 0 | 0 | 0 | 0 | 0 | 0 | 0 | 0 | 0 | 0 | 0 | 0 | 0 | 0 | 0 | 0 | 0 | 0 | 0 |  |  |  |  | 0 | 0
[6 empty] | 0 | [26 empty] | 0 | 0 |  | 0 | 0 | 0 | 0 | 0 | 0 | 0 | 0 | 0 | 0 | 0 | 0 | 0 | 0 | 0 | 0 | 0 | 0 | 0 | 0 | 0 | 0 |  |  |  |  | 0 | 0
[6 empty] | 0 | [26 empty] | 0 | 0 |  | 0 | 0 | 0 | 0 | 0 | 0 | 0 | 0 | 0 | 0 | 0 | 0 | 0 | 0 | 0 | 0 | 0 | 0 | 0 | 0 | 0 | 0 |  |  |  |  | 0 | 0
[6 empty] | 0 | [26 empty] | 0 | 0 |  | 0 | 0 | 0 | 0 | 0 | 0 | 0 | 0 | 0 | 0 | 0 | 0 | 0 | 0 | 0 | 0 | 0 | 0 | 0 | 0 | 0 | 0 |  |  |  |  | 0 | 0
[6 empty] | 0 | [26 empty] | 0 | 0 |  | 0 | 0 | 0 | 0 | 0 | 0 | 0 | 0 | 0 | 0 | 0 | 0 | 0 | 0 | 0 | 0 | 0 | 0 | 0 | 0 | 0 | 0 |  |  |  |  | 0 | 0
[6 empty] | 0 | [26 empty] | 0 | 0 |  | 0 | 0 | 0 | 0 | 0 | 0 | 0 | 0 | 0 | 0 | 0 | 0 | 0 | 0 | 0 | 0 | 0 | 0 | 0 | 0 | 0 | 0 |  |  |  |  | 0 | 0
[6 empty] | 0 | [26 empty] | 0 | 0 |  | 0 | 0 | 0 | 0 | 0 | 0 | 0 | 0 | 0 | 0 | 0 | 0 | 0 | 0 | 0 | 0 | 0 | 0 | 0 | 0 | 0 | 0 |  |  |  |  | 0 | 0
[6 empty] | 0 | [26 empty] | 0 | 0 |  | 0 | 0 | 0 | 0 | 0 | 0 | 0 | 0 | 0 | 0 | 0 | 0 | 0 | 0 | 0 | 0 | 0 | 0 | 0 | 0 | 0 | 0 |  |  |  |  | 0 | 0
[6 empty] | 0 | [26 empty] | 0 | 0 |  | 0 | 0 | 0 | 0 | 0 | 0 | 0 | 0 | 0 | 0 | 0 | 0 | 0 | 0 | 0 | 0 | 0 | 0 | 0 | 0 | 0 | 0 |  |  |  |  | 0 | 0
[6 empty] | 0 | [26 empty] | 0 | 0 |  | 0 | 0 | 0 | 0 | 0 | 0 | 0 | 0 | 0 | 0 | 0 | 0 | 0 | 0 | 0 | 0 | 0 | 0 | 0 | 0 | 0 | 0 |  |  |  |  | 0 | 0
[6 empty] | 0 | [26 empty] | 0 | 0 |  | 0 | 0 | 0 | 0 | 0 | 0 | 0 | 0 | 0 | 0 | 0 | 0 | 0 | 0 | 0 | 0 | 0 | 0 | 0 | 0 | 0 | 0 |  |  |  |  | 0 | 0
[6 empty] | 0 | [26 empty] | 0 | 0 |  | 0 | 0 | 0 | 0 | 0 | 0 | 0 | 0 | 0 | 0 | 0 | 0 | 0 | 0 | 0 | 0 | 0 | 0 | 0 | 0 | 0 | 0 |  |  |  |  | 0 | 0
[6 empty] | 0 | [26 empty] | 0 | 0 |  | 0 | 0 | 0 | 0 | 0 | 0 | 0 | 0 | 0 | 0 | 0 | 0 | 0 | 0 | 0 | 0 | 0 | 0 | 0 | 0 | 0 | 0 |  |  |  |  | 0 | 0
[6 empty] | 0 | [26 empty] | 0 | 0 |  | 0 | 0 | 0 | 0 | 0 | 0 | 0 | 0 | 0 | 0 | 0 | 0 | 0 | 0 | 0 | 0 | 0 | 0 | 0 | 0 | 0 | 0 |  |  |  |  | 0 | 0
[6 empty] | 0 | [26 empty] | 0 | 0 |  | 0 | 0 | 0 | 0 | 0 | 0 | 0 | 0 | 0 | 0 | 0 | 0 | 0 | 0 | 0 | 0 | 0 | 0 | 0 | 0 | 0 | 0 |  |  |  |  | 0 | 0
[6 empty] | 0 | [26 empty] | 0 | 0 |  | 0 | 0 | 0 | 0 | 0 | 0 | 0 | 0 | 0 | 0 | 0 | 0 | 0 | 0 | 0 | 0 | 0 | 0 | 0 | 0 | 0 | 0 |  |  |  |  | 0 | 0
[6 empty] | 0 | [26 empty] | 0 | 0 |  | 0 | 0 | 0 | 0 | 0 | 0 | 0 | 0 | 0 | 0 | 0 | 0 | 0 | 0 | 0 | 0 | 0 | 0 | 0 | 0 | 0 | 0 |  |  |  |  | 0 | 0
[6 empty] | 0 | [26 empty] | 0 | 0 |  | 0 | 0 | 0 | 0 | 0 | 0 | 0 | 0 | 0 | 0 | 0 | 0 | 0 | 0 | 0 | 0 | 0 | 0 | 0 | 0 | 0 | 0 |  |  |  |  | 0 | 0
[6 empty] | 0 | [26 empty] | 0 | 0 |  | 0 | 0 | 0 | 0 | 0 | 0 | 0 | 0 | 0 | 0 | 0 | 0 | 0 | 0 | 0 | 0 | 0 | 0 | 0 | 0 | 0 | 0 |  |  |  |  | 0 | 0
[6 empty] | 0 | [26 empty] | 0 | 0 |  | 0 | 0 | 0 | 0 | 0 | 0 | 0 | 0 | 0 | 0 | 0 | 0 | 0 | 0 | 0 | 0 | 0 | 0 | 0 | 0 | 0 | 0 |  |  |  |  | 0 | 0
[6 empty] | 0 | [26 empty] | 0 | 0 |  | 0 | 0 | 0 | 0 | 0 | 0 | 0 | 0 | 0 | 0 | 0 | 0 | 0 | 0 | 0 | 0 | 0 | 0 | 0 | 0 | 0 | 0 |  |  |  |  | 0 | 0
[6 empty] | 0 | [26 empty] | 0 | 0 |  | 0 | 0 | 0 | 0 | 0 | 0 | 0 | 0 | 0 | 0 | 0 | 0 | 0 | 0 | 0 | 0 | 0 | 0 | 0 | 0 | 0 | 0 |  |  |  |  | 0 | 0
[6 empty] | 0 | [26 empty] | 0 | 0 |  | 0 | 0 | 0 | 0 | 0 | 0 | 0 | 0 | 0 | 0 | 0 | 0 | 0 | 0 | 0 | 0 | 0 | 0 | 0 | 0 | 0 | 0 |  |  |  |  | 0 | 0
[6 empty] | 0 | [26 empty] | 0 | 0 |  | 0 | 0 | 0 | 0 | 0 | 0 | 0 | 0 | 0 | 0 | 0 | 0 | 0 | 0 | 0 | 0 | 0 | 0 | 0 | 0 | 0 | 0 |  |  |  |  | 0 | 0
[6 empty] | 0 | [26 empty] | 0 | 0 |  | 0 | 0 | 0 | 0 | 0 | 0 | 0 | 0 | 0 | 0 | 0 | 0 | 0 | 0 | 0 | 0 | 0 | 0 | 0 | 0 | 0 | 0 |  |  |  |  | 0 | 0
[6 empty] | 0 | [26 empty] | 0 | 0 |  | 0 | 0 | 0 | 0 | 0 | 0 | 0 | 0 | 0 | 0 | 0 | 0 | 0 | 0 | 0 | 0 | 0 | 0 | 0 | 0 | 0 | 0 |  |  |  |  | 0 | 0
[6 empty] | 0 | [26 empty] | 0 | 0 |  | 0 | 0 | 0 | 0 | 0 | 0 | 0 | 0 | 0 | 0 | 0 | 0 | 0 | 0 | 0 | 0 | 0 | 0 | 0 | 0 | 0 | 0 |  |  |  |  | 0 | 0
[6 empty] | 0 | [26 empty] | 0 | 0 |  | 0 | 0 | 0 | 0 | 0 | 0 | 0 | 0 | 0 | 0 | 0 | 0 | 0 | 0 | 0 | 0 | 0 | 0 | 0 | 0 | 0 | 0 |  |  |  |  | 0 | 0
[6 empty] | 0 | [26 empty] | 0 | 0 |  | 0 | 0 | 0 | 0 | 0 | 0 | 0 | 0 | 0 | 0 | 0 | 0 | 0 | 0 | 0 | 0 | 0 | 0 | 0 | 0 | 0 | 0 |  |  |  |  | 0 | 0
[6 empty] | 0 | [26 empty] | 0 | 0 |  | 0 | 0 | 0 | 0 | 0 | 0 | 0 | 0 | 0 | 0 | 0 | 0 | 0 | 0 | 0 | 0 | 0 | 0 | 0 | 0 | 0 | 0 |  |  |  |  | 0 | 0
[6 empty] | 0 | [26 empty] | 0 | 0 |  | 0 | 0 | 0 | 0 | 0 | 0 | 0 | 0 | 0 | 0 | 0 | 0 | 0 | 0 | 0 | 0 | 0 | 0 | 0 | 0 | 0 | 0 |  |  |  |  | 0 | 0
[6 empty] | 0 | [26 empty] | 0 | 0 |  | 0 | 0 | 0 | 0 | 0 | 0 | 0 | 0 | 0 | 0 | 0 | 0 | 0 | 0 | 0 | 0 | 0 | 0 | 0 | 0 | 0 | 0 |  |  |  |  | 0 | 0
[6 empty] | 0 | [26 empty] | 0 | 0 |  | 0 | 0 | 0 | 0 | 0 | 0 | 0 | 0 | 0 | 0 | 0 | 0 | 0 | 0 | 0 | 0 | 0 | 0 | 0 | 0 | 0 | 0 |  |  |  |  | 0 | 0
[6 empty] | 0 | [26 empty] | 0 | 0 |  | 0 | 0 | 0 | 0 | 0 | 0 | 0 | 0 | 0 | 0 | 0 | 0 | 0 | 0 | 0 | 0 | 0 | 0 | 0 | 0 | 0 | 0 |  |  |  |  | 0 | 0
[6 empty] | 0 | [26 empty] | 0 | 0 |  | 0 | 0 | 0 | 0 | 0 | 0 | 0 | 0 | 0 | 0 | 0 | 0 | 0 | 0 | 0 | 0 | 0 | 0 | 0 | 0 | 0 | 0 |  |  |  |  | 0 | 0
[6 empty] | 0 | [26 empty] | 0 | 0 |  | 0 | 0 | 0 | 0 | 0 | 0 | 0 | 0 | 0 | 0 | 0 | 0 | 0 | 0 | 0 | 0 | 0 | 0 | 0 | 0 | 0 | 0 |  |  |  |  | 0 | 0
[6 empty] | 0 | [26 empty] | 0 | 0 |  | 0 | 0 | 0 | 0 | 0 | 0 | 0 | 0 | 0 | 0 | 0 | 0 | 0 | 0 | 0 | 0 | 0 | 0 | 0 | 0 | 0 | 0 |  |  |  |  | 0 | 0
[6 empty] | 0 | [26 empty] | 0 | 0 |  | 0 | 0 | 0 | 0 | 0 | 0 | 0 | 0 | 0 | 0 | 0 | 0 | 0 | 0 | 0 | 0 | 0 | 0 | 0 | 0 | 0 | 0 |  |  |  |  | 0 | 0
[6 empty] | 0 | [26 empty] | 0 | 0 |  | 0 | 0 | 0 | 0 | 0 | 0 | 0 | 0 | 0 | 0 | 0 | 0 | 0 | 0 | 0 | 0 | 0 | 0 | 0 | 0 | 0 | 0 |  |  |  |  | 0 | 0
[6 empty] | 0 | [26 empty] | 0 | 0 |  | 0 | 0 | 0 | 0 | 0 | 0 | 0 | 0 | 0 | 0 | 0 | 0 | 0 | 0 | 0 | 0 | 0 | 0 | 0 | 0 | 0 | 0 |  |  |  |  | 0 | 0
[6 empty] | 0 | [26 empty] | 0 | 0 |  | 0 | 0 | 0 | 0 | 0 | 0 | 0 | 0 | 0 | 0 | 0 | 0 | 0 | 0 | 0 | 0 | 0 | 0 | 0 | 0 | 0 | 0 |  |  |  |  | 0 | 0
[6 empty] | 0 | [26 empty] | 0 | 0 |  | 0 | 0 | 0 | 0 | 0 | 0 | 0 | 0 | 0 | 0 | 0 | 0 | 0 | 0 | 0 | 0 | 0 | 0 | 0 | 0 | 0 | 0 |  |  |  |  | 0 | 0
[6 empty] | 0 | [26 empty] | 0 | 0 |  | 0 | 0 | 0 | 0 | 0 | 0 | 0 | 0 | 0 | 0 | 0 | 0 | 0 | 0 | 0 | 0 | 0 | 0 | 0 | 0 | 0 | 0 |  |  |  |  | 0 | 0
[6 empty] | 0 | [26 empty] | 0 | 0 |  | 0 | 0 | 0 | 0 | 0 | 0 | 0 | 0 | 0 | 0 | 0 | 0 | 0 | 0 | 0 | 0 | 0 | 0 | 0 | 0 | 0 | 0 |  |  |  |  | 0 | 0
[6 empty] | 0 | [26 empty] | 0 | 0 |  | 0 | 0 | 0 | 0 | 0 | 0 | 0 | 0 | 0 | 0 | 0 | 0 | 0 | 0 | 0 | 0 | 0 | 0 | 0 | 0 | 0 | 0 |  |  |  |  | 0 | 0
[6 empty] | 0 | [26 empty] | 0 | 0 |  | 0 | 0 | 0 | 0 | 0 | 0 | 0 | 0 | 0 | 0 | 0 | 0 | 0 | 0 | 0 | 0 | 0 | 0 | 0 | 0 | 0 | 0 |  |  |  |  | 0 | 0
[6 empty] | 0 | [26 empty] | 0 | 0 |  | 0 | 0 | 0 | 0 | 0 | 0 | 0 | 0 | 0 | 0 | 0 | 0 | 0 | 0 | 0 | 0 | 0 | 0 | 0 | 0 | 0 | 0 |  |  |  |  | 0 | 0
[6 empty] | 0 | [26 empty] | 0 | 0 |  | 0 | 0 | 0 | 0 | 0 | 0 | 0 | 0 | 0 | 0 | 0 | 0 | 0 | 0 | 0 | 0 | 0 | 0 | 0 | 0 | 0 | 0 |  |  |  |  | 0 | 0
[6 empty] | 0 | [26 empty] | 0 | 0 |  | 0 | 0 | 0 | 0 | 0 | 0 | 0 | 0 | 0 | 0 | 0 | 0 | 0 | 0 | 0 | 0 | 0 | 0 | 0 | 0 | 0 | 0 |  |  |  |  | 0 | 0
[6 empty] | 0 | [26 empty] | 0 | 0 |  | 0 | 0 | 0 | 0 | 0 | 0 | 0 | 0 | 0 | 0 | 0 | 0 | 0 | 0 | 0 | 0 | 0 | 0 | 0 | 0 | 0 | 0 |  |  |  |  | 0 | 0
[6 empty] | 0 | [26 empty] | 0 | 0 |  | 0 | 0 | 0 | 0 | 0 | 0 | 0 | 0 | 0 | 0 | 0 | 0 | 0 | 0 | 0 | 0 | 0 | 0 | 0 | 0 | 0 | 0 |  |  |  |  | 0 | 0
[6 empty] | 0 | [26 empty] | 0 | 0 |  | 0 | 0 | 0 | 0 | 0 | 0 | 0 | 0 | 0 | 0 | 0 | 0 | 0 | 0 | 0 | 0 | 0 | 0 | 0 | 0 | 0 | 0 |  |  |  |  | 0 | 0
[6 empty] | 0 | [26 empty] | 0 | 0 |  | 0 | 0 | 0 | 0 | 0 | 0 | 0 | 0 | 0 | 0 | 0 | 0 | 0 | 0 | 0 | 0 | 0 | 0 | 0 | 0 | 0 | 0 |  |  |  |  | 0 | 0
[6 empty] | 0 | [26 empty] | 0 | 0 |  | 0 | 0 | 0 | 0 | 0 | 0 | 0 | 0 | 0 | 0 | 0 | 0 | 0 | 0 | 0 | 0 | 0 | 0 | 0 | 0 | 0 | 0 |  |  |  |  | 0 | 0
[6 empty] | 0 | [26 empty] | 0 | 0 |  | 0 | 0 | 0 | 0 | 0 | 0 | 0 | 0 | 0 | 0 | 0 | 0 | 0 | 0 | 0 | 0 | 0 | 0 | 0 | 0 | 0 | 0 |  |  |  |  | 0 | 0
[6 empty] | 0 | [26 empty] | 0 | 0 |  | 0 | 0 | 0 | 0 | 0 | 0 | 0 | 0 | 0 | 0 | 0 | 0 | 0 | 0 | 0 | 0 | 0 | 0 | 0 | 0 | 0 | 0 |  |  |  |  | 0 | 0
[6 empty] | 0 | [26 empty] | 0 | 0 |  | 0 | 0 | 0 | 0 | 0 | 0 | 0 | 0 | 0 | 0 | 0 | 0 | 0 | 0 | 0 | 0 | 0 | 0 | 0 | 0 | 0 | 0 |  |  |  |  | 0 | 0
[6 empty] | 0 | [26 empty] | 0 | 0 |  | 0 | 0 | 0 | 0 | 0 | 0 | 0 | 0 | 0 | 0 | 0 | 0 | 0 | 0 | 0 | 0 | 0 | 0 | 0 | 0 | 0 | 0 |  |  |  |  | 0 | 0
[6 empty] | 0 | [26 empty] | 0 | 0 |  | 0 | 0 | 0 | 0 | 0 | 0 | 0 | 0 | 0 | 0 | 0 | 0 | 0 | 0 | 0 | 0 | 0 | 0 | 0 | 0 | 0 | 0 |  |  |  |  | 0 | 0
[6 empty] | 0 | [26 empty] | 0 | 0 |  | 0 | 0 | 0 | 0 | 0 | 0 | 0 | 0 | 0 | 0 | 0 | 0 | 0 | 0 | 0 | 0 | 0 | 0 | 0 | 0 | 0 | 0 |  |  |  |  | 0 | 0
[6 empty] | 0 | [26 empty] | 0 | 0 |  | 0 | 0 | 0 | 0 | 0 | 0 | 0 | 0 | 0 | 0 | 0 | 0 | 0 | 0 | 0 | 0 | 0 | 0 | 0 | 0 | 0 | 0 |  |  |  |  | 0 | 0
[6 empty] | 0 | [26 empty] | 0 | 0 |  | 0 | 0 | 0 | 0 | 0 | 0 | 0 | 0 | 0 | 0 | 0 | 0 | 0 | 0 | 0 | 0 | 0 | 0 | 0 | 0 | 0 | 0 |  |  |  |  | 0 | 0
[6 empty] | 0 | [26 empty] | 0 | 0 |  | 0 | 0 | 0 | 0 | 0 | 0 | 0 | 0 | 0 | 0 | 0 | 0 | 0 | 0 | 0 | 0 | 0 | 0 | 0 | 0 | 0 | 0 |  |  |  |  | 0 | 0
[6 empty] | 0 | [26 empty] | 0 | 0 |  | 0 | 0 | 0 | 0 | 0 | 0 | 0 | 0 | 0 | 0 | 0 | 0 | 0 | 0 | 0 | 0 | 0 | 0 | 0 | 0 | 0 | 0 |  |  |  |  | 0 | 0
[6 empty] | 0 | [26 empty] | 0 | 0 |  | 0 | 0 | 0 | 0 | 0 | 0 | 0 | 0 | 0 | 0 | 0 | 0 | 0 | 0 | 0 | 0 | 0 | 0 | 0 | 0 | 0 | 0 |  |  |  |  | 0 | 0
[6 empty] | 0 | [26 empty] | 0 | 0 |  | 0 | 0 | 0 | 0 | 0 | 0 | 0 | 0 | 0 | 0 | 0 | 0 | 0 | 0 | 0 | 0 | 0 | 0 | 0 | 0 | 0 | 0 |  |  |  |  | 0 | 0
[6 empty] | 0 | [26 empty] | 0 | 0 |  | 0 | 0 | 0 | 0 | 0 | 0 | 0 | 0 | 0 | 0 | 0 | 0 | 0 | 0 | 0 | 0 | 0 | 0 | 0 | 0 | 0 | 0 |  |  |  |  | 0 | 0
[6 empty] | 0 | [26 empty] | 0 | 0 |  | 0 | 0 | 0 | 0 | 0 | 0 | 0 | 0 | 0 | 0 | 0 | 0 | 0 | 0 | 0 | 0 | 0 | 0 | 0 | 0 | 0 | 0 |  |  |  |  | 0 | 0
[6 empty] | 0 | [26 empty] | 0 | 0 |  | 0 | 0 | 0 | 0 | 0 | 0 | 0 | 0 | 0 | 0 | 0 | 0 | 0 | 0 | 0 | 0 | 0 | 0 | 0 | 0 | 0 | 0 |  |  |  |  | 0 | 0
[6 empty] | 0 | [26 empty] | 0 | 0 |  | 0 | 0 | 0 | 0 | 0 | 0 | 0 | 0 | 0 | 0 | 0 | 0 | 0 | 0 | 0 | 0 | 0 | 0 | 0 | 0 | 0 | 0 |  |  |  |  | 0 | 0
[6 empty] | 0 | [26 empty] | 0 | 0 |  | 0 | 0 | 0 | 0 | 0 | 0 | 0 | 0 | 0 | 0 | 0 | 0 | 0 | 0 | 0 | 0 | 0 | 0 | 0 | 0 | 0 | 0 |  |  |  |  | 0 | 0
[6 empty] | 0 | [26 empty] | 0 | 0 |  | 0 | 0 | 0 | 0 | 0 | 0 | 0 | 0 | 0 | 0 | 0 | 0 | 0 | 0 | 0 | 0 | 0 | 0 | 0 | 0 | 0 | 0 |  |  |  |  | 0 | 0
[6 empty] | 0 | [26 empty] | 0 | 0 |  | 0 | 0 | 0 | 0 | 0 | 0 | 0 | 0 | 0 | 0 | 0 | 0 | 0 | 0 | 0 | 0 | 0 | 0 | 0 | 0 | 0 | 0 |  |  |  |  | 0 | 0
[6 empty] | 0 | [26 empty] | 0 | 0 |  | 0 | 0 | 0 | 0 | 0 | 0 | 0 | 0 | 0 | 0 | 0 | 0 | 0 | 0 | 0 | 0 | 0 | 0 | 0 | 0 | 0 | 0 |  |  |  |  | 0 | 0
[6 empty] | 0 | [26 empty] | 0 | 0 |  | 0 | 0 | 0 | 0 | 0 | 0 | 0 | 0 | 0 | 0 | 0 | 0 | 0 | 0 | 0 | 0 | 0 | 0 | 0 | 0 | 0 | 0 |  |  |  |  | 0 | 0
[6 empty] | 0 | [26 empty] | 0 | 0 |  | 0 | 0 | 0 | 0 | 0 | 0 | 0 | 0 | 0 | 0 | 0 | 0 | 0 | 0 | 0 | 0 | 0 | 0 | 0 | 0 | 0 | 0 |  |  |  |  | 0 | 0
[6 empty] | 0 | [26 empty] | 0 | 0 |  | 0 | 0 | 0 | 0 | 0 | 0 | 0 | 0 | 0 | 0 | 0 | 0 | 0 | 0 | 0 | 0 | 0 | 0 | 0 | 0 | 0 | 0 |  |  |  |  | 0 | 0
[6 empty] | 0 | [26 empty] | 0 | 0 |  | 0 | 0 | 0 | 0 | 0 | 0 | 0 | 0 | 0 | 0 | 0 | 0 | 0 | 0 | 0 | 0 | 0 | 0 | 0 | 0 | 0 | 0 |  |  |  |  | 0 | 0
[6 empty] | 0 | [26 empty] | 0 | 0 |  | 0 | 0 | 0 | 0 | 0 | 0 | 0 | 0 | 0 | 0 | 0 | 0 | 0 | 0 | 0 | 0 | 0 | 0 | 0 | 0 | 0 | 0 |  |  |  |  | 0 | 0
[6 empty] | 0 | [26 empty] | 0 | 0 |  | 0 | 0 | 0 | 0 | 0 | 0 | 0 | 0 | 0 | 0 | 0 | 0 | 0 | 0 | 0 | 0 | 0 | 0 | 0 | 0 | 0 | 0 |  |  |  |  | 0 | 0
[6 empty] | 0 | [26 empty] | 0 | 0 |  | 0 | 0 | 0 | 0 | 0 | 0 | 0 | 0 | 0 | 0 | 0 | 0 | 0 | 0 | 0 | 0 | 0 | 0 | 0 | 0 | 0 | 0 |  |  |  |  | 0 | 0
[6 empty] | 0 | [26 empty] | 0 | 0 |  | 0 | 0 | 0 | 0 | 0 | 0 | 0 | 0 | 0 | 0 | 0 | 0 | 0 | 0 | 0 | 0 | 0 | 0 | 0 | 0 | 0 | 0 |  |  |  |  | 0 | 0
[6 empty] | 0 | [26 empty] | 0 | 0 |  | 0 | 0 | 0 | 0 | 0 | 0 | 0 | 0 | 0 | 0 | 0 | 0 | 0 | 0 | 0 | 0 | 0 | 0 | 0 | 0 | 0 | 0 |  |  |  |  | 0 | 0
[6 empty] | 0 | [26 empty] | 0 | 0 |  | 0 | 0 | 0 | 0 | 0 | 0 | 0 | 0 | 0 | 0 | 0 | 0 | 0 | 0 | 0 | 0 | 0 | 0 | 0 | 0 | 0 | 0 |  |  |  |  | 0 | 0
[6 empty] | 0 | [26 empty] | 0 | 0 |  | 0 | 0 | 0 | 0 | 0 | 0 | 0 | 0 | 0 | 0 | 0 | 0 | 0 | 0 | 0 | 0 | 0 | 0 | 0 | 0 | 0 | 0 |  |  |  |  | 0 | 0
[6 empty] | 0 | [26 empty] | 0 | 0 |  | 0 | 0 | 0 | 0 | 0 | 0 | 0 | 0 | 0 | 0 | 0 | 0 | 0 | 0 | 0 | 0 | 0 | 0 | 0 | 0 | 0 | 0 |  |  |  |  | 0 | 0
[6 empty] | 0 | [26 empty] | 0 | 0 |  | 0 | 0 | 0 | 0 | 0 | 0 | 0 | 0 | 0 | 0 | 0 | 0 | 0 | 0 | 0 | 0 | 0 | 0 | 0 | 0 | 0 | 0 |  |  |  |  | 0 | 0
[6 empty] | 0 | [26 empty] | 0 | 0 |  | 0 | 0 | 0 | 0 | 0 | 0 | 0 | 0 | 0 | 0 | 0 | 0 | 0 | 0 | 0 | 0 | 0 | 0 | 0 | 0 | 0 | 0 |  |  |  |  | 0 | 0
[6 empty] | 0 | [26 empty] | 0 | 0 |  | 0 | 0 | 0 | 0 | 0 | 0 | 0 | 0 | 0 | 0 | 0 | 0 | 0 | 0 | 0 | 0 | 0 | 0 | 0 | 0 | 0 | 0 |  |  |  |  | 0 | 0
[6 empty] | 0 | [26 empty] | 0 | 0 |  | 0 | 0 | 0 | 0 | 0 | 0 | 0 | 0 | 0 | 0 | 0 | 0 | 0 | 0 | 0 | 0 | 0 | 0 | 0 | 0 | 0 | 0 |  |  |  |  | 0 | 0
[6 empty] | 0 | [26 empty] | 0 | 0 |  | 0 | 0 | 0 | 0 | 0 | 0 | 0 | 0 | 0 | 0 | 0 | 0 | 0 | 0 | 0 | 0 | 0 | 0 | 0 | 0 | 0 | 0 |  |  |  |  | 0 | 0
[6 empty] | 0 | [26 empty] | 0 | 0 |  | 0 | 0 | 0 | 0 | 0 | 0 | 0 | 0 | 0 | 0 | 0 | 0 | 0 | 0 | 0 | 0 | 0 | 0 | 0 | 0 | 0 | 0 |  |  |  |  | 0 | 0
[6 empty] | 0 | [26 empty] | 0 | 0 |  | 0 | 0 | 0 | 0 | 0 | 0 | 0 | 0 | 0 | 0 | 0 | 0 | 0 | 0 | 0 | 0 | 0 | 0 | 0 | 0 | 0 | 0 |  |  |  |  | 0 | 0
[6 empty] | 0 | [26 empty] | 0 | 0 |  | 0 | 0 | 0 | 0 | 0 | 0 | 0 | 0 | 0 | 0 | 0 | 0 | 0 | 0 | 0 | 0 | 0 | 0 | 0 | 0 | 0 | 0 |  |  |  |  | 0 | 0
[6 empty] | 0 | [26 empty] | 0 | 0 |  | 0 | 0 | 0 | 0 | 0 | 0 | 0 | 0 | 0 | 0 | 0 | 0 | 0 | 0 | 0 | 0 | 0 | 0 | 0 | 0 | 0 | 0 |  |  |  |  | 0 | 0
[6 empty] | 0 | [26 empty] | 0 | 0 |  | 0 | 0 | 0 | 0 | 0 | 0 | 0 | 0 | 0 | 0 | 0 | 0 | 0 | 0 | 0 | 0 | 0 | 0 | 0 | 0 | 0 | 0 |  |  |  |  | 0 | 0
[6 empty] | 0 | [26 empty] | 0 | 0 |  | 0 | 0 | 0 | 0 | 0 | 0 | 0 | 0 | 0 | 0 | 0 | 0 | 0 | 0 | 0 | 0 | 0 | 0 | 0 | 0 | 0 | 0 |  |  |  |  | 0 | 0
[6 empty] | 0 | [26 empty] | 0 | 0 |  | 0 | 0 | 0 | 0 | 0 | 0 | 0 | 0 | 0 | 0 | 0 | 0 | 0 | 0 | 0 | 0 | 0 | 0 | 0 | 0 | 0 | 0 |  |  |  |  | 0 | 0
[6 empty] | 0 | [26 empty] | 0 | 0 |  | 0 | 0 | 0 | 0 | 0 | 0 | 0 | 0 | 0 | 0 | 0 | 0 | 0 | 0 | 0 | 0 | 0 | 0 | 0 | 0 | 0 | 0 |  |  |  |  | 0 | 0
[6 empty] | 0 | [26 empty] | 0 | 0 |  | 0 | 0 | 0 | 0 | 0 | 0 | 0 | 0 | 0 | 0 | 0 | 0 | 0 | 0 | 0 | 0 | 0 | 0 | 0 | 0 | 0 | 0 |  |  |  |  | 0 | 0
[6 empty] | 0 | [26 empty] | 0 | 0 |  | 0 | 0 | 0 | 0 | 0 | 0 | 0 | 0 | 0 | 0 | 0 | 0 | 0 | 0 | 0 | 0 | 0 | 0 | 0 | 0 | 0 | 0 |  |  |  |  | 0 | 0
[6 empty] | 0 | [26 empty] | 0 | 0 |  | 0 | 0 | 0 | 0 | 0 | 0 | 0 | 0 | 0 | 0 | 0 | 0 | 0 | 0 | 0 | 0 | 0 | 0 | 0 | 0 | 0 | 0 |  |  |  |  | 0 | 0
[6 empty] | 0 | [26 empty] | 0 | 0 |  | 0 | 0 | 0 | 0 | 0 | 0 | 0 | 0 | 0 | 0 | 0 | 0 | 0 | 0 | 0 | 0 | 0 | 0 | 0 | 0 | 0 | 0 |  |  |  |  | 0 | 0
[6 empty] | 0 | [26 empty] | 0 | 0 |  | 0 | 0 | 0 | 0 | 0 | 0 | 0 | 0 | 0 | 0 | 0 | 0 | 0 | 0 | 0 | 0 | 0 | 0 | 0 | 0 | 0 | 0 |  |  |  |  | 0 | 0
[6 empty] | 0 | [26 empty] | 0 | 0 |  | 0 | 0 | 0 | 0 | 0 | 0 | 0 | 0 | 0 | 0 | 0 | 0 | 0 | 0 | 0 | 0 | 0 | 0 | 0 | 0 | 0 | 0 |  |  |  |  | 0 | 0
[6 empty] | 0 | [26 empty] | 0 | 0 |  | 0 | 0 | 0 | 0 | 0 | 0 | 0 | 0 | 0 | 0 | 0 | 0 | 0 | 0 | 0 | 0 | 0 | 0 | 0 | 0 | 0 | 0 |  |  |  |  | 0 | 0
[6 empty] | 0 | [26 empty] | 0 | 0 |  | 0 | 0 | 0 | 0 | 0 | 0 | 0 | 0 | 0 | 0 | 0 | 0 | 0 | 0 | 0 | 0 | 0 | 0 | 0 | 0 | 0 | 0 |  |  |  |  | 0 | 0
[6 empty] | 0 | [26 empty] | 0 | 0 |  | 0 | 0 | 0 | 0 | 0 | 0 | 0 | 0 | 0 | 0 | 0 | 0 | 0 | 0 | 0 | 0 | 0 | 0 | 0 | 0 | 0 | 0 |  |  |  |  | 0 | 0
[6 empty] | 0 | [26 empty] | 0 | 0 |  | 0 | 0 | 0 | 0 | 0 | 0 | 0 | 0 | 0 | 0 | 0 | 0 | 0 | 0 | 0 | 0 | 0 | 0 | 0 | 0 | 0 | 0 |  |  |  |  | 0 | 0
[6 empty] | 0 | [26 empty] | 0 | 0 |  | 0 | 0 | 0 | 0 | 0 | 0 | 0 | 0 | 0 | 0 | 0 | 0 | 0 | 0 | 0 | 0 | 0 | 0 | 0 | 0 | 0 | 0 |  |  |  |  | 0 | 0
[6 empty] | 0 | [26 empty] | 0 | 0 |  | 0 | 0 | 0 | 0 | 0 | 0 | 0 | 0 | 0 | 0 | 0 | 0 | 0 | 0 | 0 | 0 | 0 | 0 | 0 | 0 | 0 | 0 |  |  |  |  | 0 | 0
[6 empty] | 0 | [26 empty] | 0 | 0 |  | 0 | 0 | 0 | 0 | 0 | 0 | 0 | 0 | 0 | 0 | 0 | 0 | 0 | 0 | 0 | 0 | 0 | 0 | 0 | 0 | 0 | 0 |  |  |  |  | 0 | 0
[6 empty] | 0 | [26 empty] | 0 | 0 |  | 0 | 0 | 0 | 0 | 0 | 0 | 0 | 0 | 0 | 0 | 0 | 0 | 0 | 0 | 0 | 0 | 0 | 0 | 0 | 0 | 0 | 0 |  |  |  |  | 0 | 0
[6 empty] | 0 | [26 empty] | 0 | 0 |  | 0 | 0 | 0 | 0 | 0 | 0 | 0 | 0 | 0 | 0 | 0 | 0 | 0 | 0 | 0 | 0 | 0 | 0 | 0 | 0 | 0 | 0 |  |  |  |  | 0 | 0
[6 empty] | 0 | [26 empty] | 0 | 0 |  | 0 | 0 | 0 | 0 | 0 | 0 | 0 | 0 | 0 | 0 | 0 | 0 | 0 | 0 | 0 | 0 | 0 | 0 | 0 | 0 | 0 | 0 |  |  |  |  | 0 | 0
[6 empty] | 0 | [26 empty] | 0 | 0 |  | 0 | 0 | 0 | 0 | 0 | 0 | 0 | 0 | 0 | 0 | 0 | 0 | 0 | 0 | 0 | 0 | 0 | 0 | 0 | 0 | 0 | 0 |  |  |  |  | 0 | 0
[6 empty] | 0 | [26 empty] | 0 | 0 |  | 0 | 0 | 0 | 0 | 0 | 0 | 0 | 0 | 0 | 0 | 0 | 0 | 0 | 0 | 0 | 0 | 0 | 0 | 0 | 0 | 0 | 0 |  |  |  |  | 0 | 0
[6 empty] | 0 | [26 empty] | 0 | 0 |  | 0 | 0 | 0 | 0 | 0 | 0 | 0 | 0 | 0 | 0 | 0 | 0 | 0 | 0 | 0 | 0 | 0 | 0 | 0 | 0 | 0 | 0 |  |  |  |  | 0 | 0
[6 empty] | 0 | [26 empty] | 0 | 0 |  | 0 | 0 | 0 | 0 | 0 | 0 | 0 | 0 | 0 | 0 | 0 | 0 | 0 | 0 | 0 | 0 | 0 | 0 | 0 | 0 | 0 | 0 |  |  |  |  | 0 | 0
[6 empty] | 0 | [26 empty] | 0 | 0 |  | 0 | 0 | 0 | 0 | 0 | 0 | 0 | 0 | 0 | 0 | 0 | 0 | 0 | 0 | 0 | 0 | 0 | 0 | 0 | 0 | 0 | 0 |  |  |  |  | 0 | 0
[6 empty] | 0 | [26 empty] | 0 | 0 |  | 0 | 0 | 0 | 0 | 0 | 0 | 0 | 0 | 0 | 0 | 0 | 0 | 0 | 0 | 0 | 0 | 0 | 0 | 0 | 0 | 0 | 0 |  |  |  |  | 0 | 0
[6 empty] | 0 | [26 empty] | 0 | 0 |  | 0 | 0 | 0 | 0 | 0 | 0 | 0 | 0 | 0 | 0 | 0 | 0 | 0 | 0 | 0 | 0 | 0 | 0 | 0 | 0 | 0 | 0 |  |  |  |  | 0 | 0
[6 empty] | 0 | [26 empty] | 0 | 0 |  | 0 | 0 | 0 | 0 | 0 | 0 | 0 | 0 | 0 | 0 | 0 | 0 | 0 | 0 | 0 | 0 | 0 | 0 | 0 | 0 | 0 | 0 |  |  |  |  | 0 | 0
[6 empty] | 0 | [26 empty] | 0 | 0 |  | 0 | 0 | 0 | 0 | 0 | 0 | 0 | 0 | 0 | 0 | 0 | 0 | 0 | 0 | 0 | 0 | 0 | 0 | 0 | 0 | 0 | 0 |  |  |  |  | 0 | 0
[6 empty] | 0 | [26 empty] | 0 | 0 |  | 0 | 0 | 0 | 0 | 0 | 0 | 0 | 0 | 0 | 0 | 0 | 0 | 0 | 0 | 0 | 0 | 0 | 0 | 0 | 0 | 0 | 0 |  |  |  |  | 0 | 0
[6 empty] | 0 | [26 empty] | 0 | 0 |  | 0 | 0 | 0 | 0 | 0 | 0 | 0 | 0 | 0 | 0 | 0 | 0 | 0 | 0 | 0 | 0 | 0 | 0 | 0 | 0 | 0 | 0 |  |  |  |  | 0 | 0
[6 empty] | 0 | [26 empty] | 0 | 0 |  | 0 | 0 | 0 | 0 | 0 | 0 | 0 | 0 | 0 | 0 | 0 | 0 | 0 | 0 | 0 | 0 | 0 | 0 | 0 | 0 | 0 | 0 |  |  |  |  | 0 | 0
[6 empty] | 0 | [26 empty] | 0 | 0 |  | 0 | 0 | 0 | 0 | 0 | 0 | 0 | 0 | 0 | 0 | 0 | 0 | 0 | 0 | 0 | 0 | 0 | 0 | 0 | 0 | 0 | 0 |  |  |  |  | 0 | 0
[6 empty] | 0 | [26 empty] | 0 | 0 |  | 0 | 0 | 0 | 0 | 0 | 0 | 0 | 0 | 0 | 0 | 0 | 0 | 0 | 0 | 0 | 0 | 0 | 0 | 0 | 0 | 0 | 0 |  |  |  |  | 0 | 0
[6 empty] | 0 | [26 empty] | 0 | 0 |  | 0 | 0 | 0 | 0 | 0 | 0 | 0 | 0 | 0 | 0 | 0 | 0 | 0 | 0 | 0 | 0 | 0 | 0 | 0 | 0 | 0 | 0 |  |  |  |  | 0 | 0
[6 empty] | 0 | [26 empty] | 0 | 0 |  | 0 | 0 | 0 | 0 | 0 | 0 | 0 | 0 | 0 | 0 | 0 | 0 | 0 | 0 | 0 | 0 | 0 | 0 | 0 | 0 | 0 | 0 |  |  |  |  | 0 | 0
[6 empty] | 0 | [26 empty] | 0 | 0 |  | 0 | 0 | 0 | 0 | 0 | 0 | 0 | 0 | 0 | 0 | 0 | 0 | 0 | 0 | 0 | 0 | 0 | 0 | 0 | 0 | 0 | 0 |  |  |  |  | 0 | 0
[6 empty] | 0 | [26 empty] | 0 | 0 |  | 0 | 0 | 0 | 0 | 0 | 0 | 0 | 0 | 0 | 0 | 0 | 0 | 0 | 0 | 0 | 0 | 0 | 0 | 0 | 0 | 0 | 0 |  |  |  |  | 0 | 0
[6 empty] | 0 | [26 empty] | 0 | 0 |  | 0 | 0 | 0 | 0 | 0 | 0 | 0 | 0 | 0 | 0 | 0 | 0 | 0 | 0 | 0 | 0 | 0 | 0 | 0 | 0 | 0 | 0 |  |  |  |  | 0 | 0
[6 empty] | 0 | [26 empty] | 0 | 0 |  | 0 | 0 | 0 | 0 | 0 | 0 | 0 | 0 | 0 | 0 | 0 | 0 | 0 | 0 | 0 | 0 | 0 | 0 | 0 | 0 | 0 | 0 |  |  |  |  | 0 | 0
[6 empty] | 0 | [26 empty] | 0 | 0 |  | 0 | 0 | 0 | 0 | 0 | 0 | 0 | 0 | 0 | 0 | 0 | 0 | 0 | 0 | 0 | 0 | 0 | 0 | 0 | 0 | 0 | 0 |  |  |  |  | 0 | 0
[6 empty] | 0 | [26 empty] | 0 | 0 |  | 0 | 0 | 0 | 0 | 0 | 0 | 0 | 0 | 0 | 0 | 0 | 0 | 0 | 0 | 0 | 0 | 0 | 0 | 0 | 0 | 0 | 0 |  |  |  |  | 0 | 0
[6 empty] | 0 | [26 empty] | 0 | 0 |  | 0 | 0 | 0 | 0 | 0 | 0 | 0 | 0 | 0 | 0 | 0 | 0 | 0 | 0 | 0 | 0 | 0 | 0 | 0 | 0 | 0 | 0 |  |  |  |  | 0 | 0
[6 empty] | 0 | [26 empty] | 0 | 0 |  | 0 | 0 | 0 | 0 | 0 | 0 | 0 | 0 | 0 | 0 | 0 | 0 | 0 | 0 | 0 | 0 | 0 | 0 | 0 | 0 | 0 | 0 |  |  |  |  | 0 | 0
[6 empty] | 0 | [26 empty] | 0 | 0 |  | 0 | 0 | 0 | 0 | 0 | 0 | 0 | 0 | 0 | 0 | 0 | 0 | 0 | 0 | 0 | 0 | 0 | 0 | 0 | 0 | 0 | 0 |  |  |  |  | 0 | 0
Note on AD6: Tom Powell: Hem suggests 100 to 1 ratio of conductance and anion or cation sum as general rule for data checking.

## Target Variables
Geothermometers
Temperatures in degrees C
Sample Name | Amorphous Silica | Chalcedony cond | Quartz cond | Quartz adiabatic | log (Ca^.5/Na) + 2.06 | T beta = 4/3 | beta | Na-K-Ca | R factor Mg corr | delta T R<5 | delta T R>5 | Na-K-Ca Mg corr | Na/K Fournier | Na/K Truesdell | Na/K (Giggenbach) | K/Mg (Giggenbach)
Meager Creek (S60) | 0 | 0 | 0 | 0 | #DIV/0! | 0 | #DIV/0! | 0 | 0 | 0 | 0 | 0 | 0 | 0 | 0 | 0
Meager Creek (N.S-B.G 1974) | 43.9652 | 143.7934 | 167.2328 | 157.3826 | 0.36103 | 145.6816 | 0.333 | 188.0217 | 28.1705 | 111.5667 | 253.7159 | -65.6941 | 220.7394 | 192.251 | 235.7997 | 94.2354
Meager Creek (N.S-B.G 1974) | 0 | 0 | 0 | 0 | 0.39124 | 0 | 1.333 | 119.5886 | 0 | 0 | 0 | 119.5886 | 180.0912 | 142.3099 | 197.7005 | #DIV/0!
Meager Creek (N.S-B.G 1974) | 0 | 0 | 0 | 0 | 0.38126 | 0 | 1.333 | 119.9002 | 0 | 0 | 0 | 119.9002 | 178.4121 | 140.3054 | 196.1134 | #DIV/0!
Meager Creek (N.S-B.G 1974) | 39.1066 | 137.8379 | 161.9176 | 153.0584 | #DIV/0! | 0 | #DIV/0! | 0 | 0 | 0 | 0 | 0 | 0 | 0 | 0 | 0
Meager Creek (Souther 1976) | 56.604 | 159.2274 | 180.9266 | 168.4185 | 0.39326 | 0 | 1.333 | 174.0732 | 25.0187 | 91.1044 | 216.857 | -42.7838 | 287.2909 | 280.3482 | 296.8715 | 110.6417
Meager Creek (Souther 1976) | 62.5442 | 166.4521 | 187.2921 | 173.5016 | 0.39124 | 0 | 1.333 | 174.899 | 24.9144 | 91.553 | 216.7608 | -41.8618 | 288.3493 | 281.8177 | 297.8299 | 111.3956
Meager Creek (Souther 1976) | 43.9652 | 143.7934 | 167.2328 | 157.3826 | 0.36103 | 0 | 1.333 | 145.6816 | 28.1705 | 70.4359 | 213.6763 | -67.9946 | 220.7394 | 192.251 | 235.7997 | 94.2354
Meager Creek (Hammerstrom 1977) | -9.4236 | 77.6542 | 107.5224 | 107.1777 | 0.82441 | 0 | 1.333 | 100.1777 | 19.599 | 1.5056 | 99.6156 | 0.56203 | 250.1253 | 230.1336 | 262.9633 | 82.839
Meager Creek (Hammerstrom 1977) | -10.9178 | 75.7808 | 105.8041 | 105.6825 | 0.62639 | 0 | 1.333 | 112.7389 | 22.4572 | 21.4888 | 135.4348 | -22.6959 | 224.3791 | 196.8597 | 239.1814 | 84.7967
Meager Creek (Hammerstrom 1977) | 6.4762 | 97.5125 | 125.6099 | 122.7707 | 0.50156 | 0 | 1.333 | 134.9817 | 26.3031 | 54.7573 | 188.6482 | -53.6665 | 238.221 | 214.6002 | 251.9972 | 92.5961
Meager Creek (Hammerstrom 1977) | 12.82 | 105.3972 | 132.7464 | 128.8349 | 0.47022 | 0 | 1.333 | 137.7263 | 32.3276 | 68.9794 | 234.9644 | -97.2382 | 235.0558 | 210.5133 | 249.0728 | 89.7093
Meager Creek (Hammerstrom 1977) | 14.9028 | 107.9812 | 135.0812 | 130.8069 | 0.45781 | 0 | 1.333 | 140.9769 | 33.6495 | 75.2434 | 247.6679 | -106.691 | 238.2417 | 214.6269 | 252.0163 | 90.5479
Meager Creek (Hammerstrom 1977) | 17.9227 | 111.7236 | 138.4593 | 133.6496 | 0.45083 | 0 | 1.333 | 141.0564 | 30.4267 | 69.5554 | 225.1634 | -84.107 | 236.4126 | 212.263 | 250.3268 | 92.2224
Meager Creek (Grasby 2000) | 46.8365 | 147.3071 | 170.3611 | 159.9165 | 0.38244 | 143.5306 | 0.333 | 188.1647 | 28.8632 | 113.5027 | 259.14 | -70.9752 | 222.3956 | 194.3452 | 237.3391 | 93.0066
Meager Creek (vent #19; Clark et al 1980) | 35.5869 | 133.5156 | 158.0507 | 149.8967 | 0.36259 | 0 | 1.333 | 149.3937 | 28.0455 | 74.2122 | 216.5523 | -67.1586 | 228.1924 | 201.713 | 242.719 | 96.1588
Meager Creek main vent (Table 1, GT7, N.S-B.G 1975) | 38.7222 | 137.3661 | 161.4959 | 152.7143 | 0.39527 | 0 | 1.333 | 162.2168 | 23.9147 | 77.5277 | 197.3667 | -35.1499 | 263.1812 | 247.4716 | 274.9313 | 105.0238
Meager Creek main vent (NSBG 1981; Michael and Fritz, 1979) | 52.6746 | 154.438 | 176.6907 | 165.0199 | 0.38622 | 0 | 1.333 | 151.612 | 27.4042 | 75.2056 | 214.0176 | -62.4056 | 239.1343 | 215.7827 | 252.8403 | 98.2728
Meager Creek main vent (NSBG, 1981; NSBG 1980) | 43.2338 | 142.8977 | 166.4344 | 156.7346 | 0.37418 | 0 | 1.333 | 143.4712 | 29.103 | 69.819 | 218.1925 | -74.7214 | 220.0711 | 191.4074 | 235.1783 | 92.7559
Meager Creek main vent (NSBG, 1981; Shenker, 1980) | 46.1266 | 146.4388 | 169.5885 | 159.2915 | 0.40949 | 140.2085 | 0.333 | 187.5557 | 27.941 | 110.5611 | 251.5447 | -63.989 | 223.2622 | 195.443 | 238.1442 | 92.4224
Meager Creek main vent (NSBG, 1981; Shenker, 1980) | 49.6261 | 150.7167 | 173.3909 | 162.3632 | 0.3838 | 0 | 1.333 | 142.5181 | 26.5289 | 63.6315 | 198.2347 | -55.7165 | 220.8235 | 192.3573 | 235.878 | 94.2063
Upper Meager Creek (Spring 79D) (NSBG 1975) | 20.8285 | 115.3199 | 141.7021 | 136.3667 | 0.68494 | 0 | 1.333 | 133.119 | 0 | 0 | 0 | 133.119 | 291.8608 | 286.7092 | 301.0068 | #DIV/0!
Pebble Creek (S59) | #REF! | #REF! | #REF! | #REF! | #REF! | #REF! | #REF! | #REF! | #REF! | #REF! | #REF! | #REF! | #REF! | #REF! | #REF! | #REF!
Pebble Creek (Souther 1976) | #REF! | #REF! | #REF! | #REF! | #REF! | #REF! | #REF! | #REF! | #REF! | #REF! | #REF! | #REF! | #REF! | #REF! | #REF! | #REF!
Pebble Creek main vent (N.S-B.G 1974) | 0 | 0 | 0 | 0 | #DIV/0! | 0 | #DIV/0! | 0 | 0 | 0 | 0 | 0 | 0 | 0 | 0 | 0
Pebble Creek main vent (Hammerstrom 1977) | 16.4278 | 109.8716 | 136.7881 | 132.2448 | 0.30815 | 0 | 1.333 | 92.9468 | 12.8748 | -15.7193 | 42.2307 | 50.716 | 119.298 | 72.4984 | 139.5519 | 74.7989
Pebble Creek main vent (Hammerstrom 1977) | 3.5288 | 93.8417 | 122.2803 | 119.9231 | 0.17017 | 122.3965 | 0.333 | 139.2508 | 17.1498 | 39.0753 | 121.0441 | 18.2067 | 139.3894 | 94.9575 | 158.9268 | 85.4052
Pebble Creek main vent (NSBG 1981; Michael and Fritz 1979) | -19.9049 | 64.4876 | 95.3788 | 96.5787 | 0.27393 | 0 | 1.333 | 121.5517 | 16.3824 | 20.2735 | 97.944 | 23.6077 | 158.3148 | 116.6585 | 177.0344 | 87.876
Pebble Creek main vent (NSBG 1981; Michael and Fritz 1979) | -6.5416 | 81.264 | 110.8264 | 110.0469 | 0.20849 | 0 | 1.333 | 130.6347 | 21.4791 | 40.3604 | 147.3868 | -16.752 | 159.3315 | 117.8397 | 178.0032 | 87.0801
Pebble Creek main vent (NSBG 1981; Shenker 1980) | 8.9704 | 100.6151 | 128.4204 | 125.1654 | 0.19488 | 0 | 1.333 | 126.7945 | 15.5229 | 23.5127 | 96.08 | 30.7145 | 150.7007 | 107.8627 | 169.7658 | 89.9323
Pebble Creek main vent (NSBG 1981; Clark et al 1980) | 5.371 | 96.1366 | 124.3625 | 121.7052 | 0.23174 | 0 | 1.333 | 123.4409 | 15.6994 | 20.6843 | 94.3177 | 29.1232 | 152.8231 | 110.3057 | 171.7941 | 88.5504
Pebble Creek (Hammerstrom 1977) | 8.4674 | 99.9896 | 127.8541 | 124.6835 | 0.23292 | 112.7606 | 0.333 | 135.0382 | 15.3521 | 30.6859 | 102.2541 | 32.784 | 136.5673 | 91.7674 | 156.2148 | 83.0116
Pebble Creek (Hammerstrom 1977) | 5.6052 | 96.4281 | 124.6268 | 121.9312 | 0.18786 | 0 | 1.333 | 118.0657 | 16.3918 | 16.7362 | 94.5477 | 23.518 | 136.2655 | 91.4268 | 155.9245 | 84.0767
Pebble Creek vent # 7 (NSBG 1981; Clark et al 1980) | -22.6308 | 61.0534 | 92.1808 | 93.7791 | 0.26894 | 0 | 1.333 | 109.7481 | 17.5622 | 9.9004 | 94.9995 | 14.7486 | 138.5683 | 94.028 | 158.138 | 79.9385
Placid Hot Springs Vent 2 (NSBG 1981; Clark et al 1980) | -19.0259 | 65.5941 | 96.4061 | 97.4777 | 0.23436 | 0 | 1.333 | 125.9185 | 19.1608 | 30.5597 | 124.3767 | 1.5418 | 157.2329 | 115.4033 | 176.0029 | 87.0801
No Good Warm Spring #1 (NSBG 1981; Hammerstrom and Brown, 1977) | -1.4731 | 87.6013 | 116.6074 | 115.0464 | 0.21167 | 0 | 1.333 | 116.6581 | 16.5338 | 15.5519 | 94.2437 | 22.4144 | 138.5557 | 94.0138 | 158.1259 | 83.6466
No Good Warm Spring #1 (NSBG 1981; Clark et al, 1980) | #REF! | #REF! | #REF! | #REF! | #REF! | #REF! | #REF! | #REF! | #REF! | #REF! | #REF! | #REF! | #REF! | #REF! | #REF! | #REF!
No Good Warm Spring #1 (NSBG 1981; Clark et al, 1980) | #REF! | #REF! | #REF! | #REF! | #REF! | #REF! | #REF! | #REF! | #REF! | #REF! | #REF! | #REF! | #REF! | #REF! | #REF! | #REF!
No Good Warm Spring #1 (NSBG 1981; Shenker, 1980) | 33.9773 | 131.5367 | 156.2779 | 148.4425 | 0.45196 | 0 | 1.333 | 140.6064 | 24.3421 | 57.0246 | 179.7302 | -39.1238 | 235.8135 | 211.49 | 249.7732 | 96.3762
No Good Warm Spring #2 (NSBG 1981; NSBG 1975) | #REF! | #REF! | #REF! | #REF! | #REF! | #REF! | #REF! | #REF! | #REF! | #REF! | #REF! | #REF! | #REF! | #REF! | #REF! | #REF!
No Good Warm Spring #2 (NSBG 1981; Hammerstrom and Brown, 1977) | #REF! | #REF! | #REF! | #REF! | #REF! | #REF! | #REF! | #REF! | #REF! | #REF! | #REF! | #REF! | #REF! | #REF! | #REF! | #REF!
No Good Warm Spring #2 (NSBG 1981; Clark et al, 1980) | -10.9178 | 75.7808 | 105.8041 | 105.6825 | 0.62639 | 0 | 1.333 | 112.7389 | 22.4572 | 21.4888 | 135.4348 | -22.6959 | 224.3791 | 196.8597 | 239.1814 | 84.7967
No Good Warm Spring #2 (NSBG 1981; Clark et al, 1980) | 0 | 0 | 0 | 0 | #DIV/0! | 0 | #DIV/0! | 0 | 0 | 0 | 0 | 0 | 0 | 0 | 0 | 0
No Good Warm Spring #2 (NSBG 1981; Clark et al, 1980) | 0 | 0 | 0 | 0 | #DIV/0! | 0 | #DIV/0! | 0 | 0 | 0 | 0 | 0 | 0 | 0 | 0 | 0
Boundary Cold Springs (NSBG 1981; Clark et al 1980) | 26.3397 | 122.1283 | 147.8312 | 141.4714 | 0.52709 | 0 | 1.333 | 121.5667 | 20.1692 | 27.8489 | 127.7347 | -6.168 | 216.9829 | 187.5187 | 232.3045 | 89.9977
CaCO3 Cold Springs (NSBG 1981; NSBG 1975) | 20.8285 | 115.3199 | 141.7021 | 136.3667 | 0.68494 | 0 | 1.333 | 133.119 | 18.1768 | 35.7371 | 123.6709 | 9.448 | 291.8608 | 286.7092 | 301.0068 | 99.9302
CaCO3 Cold Springs (NSBG 1981; Shenker 1980) | -9.4236 | 77.6542 | 107.5224 | 107.1777 | 0.82441 | 0 | 1.333 | 100.1777 | 19.599 | 1.5056 | 99.6156 | 0.56203 | 250.1253 | 230.1336 | 262.9633 | 82.839
CaCO3 Cold Springs (NSBG 1981; Clark et al 1980) | 17.4277 | 111.1104 | 137.9061 | 133.1849 | 0.75622 | 0 | 1.333 | 103.6659 | 20.5944 | 7.3096 | 111.085 | -7.4191 | 239.1007 | 215.7391 | 252.8093 | 82.8907
Moria Cold Spring #1 (Clark et al 1980) | 0 | 0 | 0 | 0 | #DIV/0! | 0 | #DIV/0! | 0 | 0 | 0 | 0 | 0 | 0 | 0 | 0 | 0
Problem Cold Spring #1 (Clark et al 1980) | 21.7737 | 116.4887 | 142.7552 | 137.2466 | 0.81279 | 0 | 1.333 | 99.8844 | 19.8354 | 1.4478 | 101.0246 | -1.1402 | 245.8935 | 224.582 | 259.0709 | 82.1719
Fall Creek Cold Spring #1 (Clark et al 1980) | #REF! | #REF! | #REF! | #REF! | #REF! | #REF! | #REF! | #REF! | #REF! | #REF! | #REF! | #REF! | #REF! | #REF! | #REF! | #REF!
L1-78D (78-H-1) Cold Spring #1 (Clark et al 1980) | #REF! | #REF! | #REF! | #REF! | #REF! | #REF! | #REF! | #REF! | #REF! | #REF! | #REF! | #REF! | #REF! | #REF! | #REF! | #REF!
Affliction Creek Cold Spring at toe of Afflict Glacier (NSBG 1977) | -77.792 | -9.3361 | 19.4628 | 32.9736 | 1.9183 | 0 | 1.333 | 2.2869 | 41.7291 | -228.1748 | 93.5431 | -91.2563 | 226.552 | 199.6221 | 241.1978 | 16.6153
EMR-1 (NSBG 1981; Hammerstrom and Brown, 1977) | #REF! | #REF! | #REF! | #REF! | #REF! | #REF! | #REF! | #REF! | #REF! | #REF! | #REF! | #REF! | #REF! | #REF! | #REF! | #REF!
EMR-1 (NSBG 1981; Hammerstrom and Brown, 1977) | #REF! | #REF! | #REF! | #REF! | #REF! | #REF! | #REF! | #REF! | #REF! | #REF! | #REF! | #REF! | #REF! | #REF! | #REF! | #REF!
EMR-1 (NSBG 1981; Michael and Fritz, 1979) | -44.554 | 33.2833 | 65.5535 | 70.5888 | 2.5437 | 0 | 1.333 | -43.1798 | 14.2692 | -314.3168 | -188.027 | -43.1798 | 163.9861 | 123.2676 | 182.4339 | -6.266
EMR-1 (NSBG 1981; Michael and Fritz, 1979) | -65.4795 | 6.5248 | 37.6827 | 47.2711 | 2.6225 | 0 | 1.333 | -4.9894 | 16.9654 | -198.8933 | -83.5071 | -4.9894 | 460.3841 | 554.8036 | 448.5188 | 30.4847
EMR-1 (NSBG 1981; Clark et al, 1980) | -68.4231 | 2.7408 | 33.4744 | 43.893 | 2.5518 | 0 | 1.333 | -4.6311 | 17.1571 | -198.5935 | -81.7951 | -4.6311 | 424.2265 | 491.1799 | 417.6664 | 29.7173
EMR-1 (NSBG 1981; Shenker, 1980) | #REF! | #REF! | #REF! | #REF! | #REF! | #REF! | #REF! | #REF! | #REF! | #REF! | #REF! | #REF! | #REF! | #REF! | #REF! | #REF!
M1-74D (NSBG 1981; Clark et al, 1980) | #REF! | #REF! | #REF! | #REF! | #REF! | #REF! | #REF! | #REF! | #REF! | #REF! | #REF! | #REF! | #REF! | #REF! | #REF! | #REF!
M1-74D (NSBG 1981; Clark et al, 1980) | -75.2575 | -6.0641 | 23.3532 | 35.953 | 2.4275 | 0 | 1.333 | 8.9082 | 36.2331 | -197.0541 | 68.9786 | -60.0704 | 479.7649 | 590.4953 | 464.883 | 31.076
M2-75D (NSBG 1981; NSBG 1975) | -63.2478 | 9.3905 | 40.8185 | 49.8158 | 1.9971 | 0 | 1.333 | 25.8306 | 40.5399 | -145.8402 | 130.0511 | -104.2206 | 381.2999 | 420.2741 | 380.4826 | 37.3192
M2-75D (NSBG 1981; Clark et al 1980) | -11.8328 | 74.6332 | 104.75 | 104.7645 | 1.648 | 0 | 1.333 | 44.2079 | 40.4026 | -93.5911 | 160.9303 | -116.7223 | 333.5666 | 346.7697 | 338.4092 | 45.1598
M6-79D (NSBG 1981, NSBG 1980) | -25.9991 | 56.8042 | 88.2016 | 90.2947 | 1.1279 | 0 | 1.333 | 34.611 | 30.2267 | -115.1207 | 77.0626 | -42.4516 | 152.219 | 109.6097 | 171.217 | 35.1948
| #REF! | #REF! | #REF! | #REF! | #REF! | #REF! | #REF! | #REF! | #REF! | #REF! | #REF! | #REF! | #REF! | #REF! | #REF! | #REF!
M7-79D (NSBG 1981) | #REF! | #REF! | #REF! | #REF! | #REF! | #REF! | #REF! | #REF! | #REF! | #REF! | #REF! | #REF! | #REF! | #REF! | #REF! | #REF!
M12-80D (NSBG 1981) | 10.1305 | 102.0571 | 129.7256 | 126.2747 | 0.45258 | 109.3521 | 0.333 | 154.2779 | 26.8972 | 76.8581 | 212.8556 | -58.5776 | 175.0059 | 136.2529 | 192.8906 | 77.5656
M12-80D (NSBG 1981) | 34.7857 | 132.5308 | 157.1687 | 149.1735 | -0.54654 | 326.2572 | 0.333 | 226.8118 | 73.6393 | 237.7896 | 561.576 | -334.7642 | 215.7525 | 185.974 | 231.1586 | 91.7587
MC-1 MM-32 | -44.554 | 33.2833 | 65.5535 | 70.5888 | 1.2678 | 35.5015 | 1.333 | 35.5015 | 26.7246 | -110.7333 | 55.2097 | -19.7081 | 184.5252 | 147.6249 | 201.8864 | 39.9306
MC-1 MM-35 | 0 | 0 | 0 | 0 | #DIV/0! | 0 | #DIV/0! | 0 | 0 | 0 | 0 | 0 | 0 | 0 | 0 | 0
MC-1 MM-36 | 114.3336 | 228.6658 | 241.9854 | 215.2134 | -0.2537 | 228.4074 | 0.333 | 192.4364 | 0.51316 | 0.1 | 0.1 | 192.3364 | 188.717 | 152.6789 | 205.837 | 190.4473
MC-1 15/03/1982 | 0 | 0 | 0 | 0 | #DIV/0! | 0 | #DIV/0! | 0 | 0 | 0 | 0 | 0 | 0 | 0 | 0 | 0
MC-1 17/03/1982 | 0 | 0 | 0 | 0 | #DIV/0! | 0 | #DIV/0! | 0 | 0 | 0 | 0 | 0 | 0 | 0 | 0 | 0
MC-1 24/03/1982 | 0 | 0 | 0 | 0 | #DIV/0! | 0 | #DIV/0! | 0 | 0 | 0 | 0 | 0 | 0 | 0 | 0 | 0
MC-1 31/03/1982 | 0 | 0 | 0 | 0 | #DIV/0! | 0 | #DIV/0! | 0 | 0 | 0 | 0 | 0 | 0 | 0 | 0 | 0
MC-1 04/04/1982 | 0 | 0 | 0 | 0 | #DIV/0! | 0 | #DIV/0! | 0 | 0 | 0 | 0 | 0 | 0 | 0 | 0 | 0
MC-1 20/04/1982 | 89.6562 | 199.1936 | 215.8524 | 195.901 | -0.21493 | 224.0874 | 0.333 | 193.7889 | 0.41538 | 0.1 | 0.1 | 193.6889 | 192.8123 | 157.6442 | 209.6902 | 195.8756
MC-1 10/06/1982 | 96.802 | 207.7599 | 223.3263 | 201.5949 | -0.23571 | 226.835 | 0.333 | 193.4473 | 0.9076 | 0.1 | 0.1 | 193.3473 | 191.123 | 155.5927 | 208.1015 | 179.3489
MC-1 07/07/1982 | 84.6784 | 193.2108 | 210.6497 | 191.884 | -0.18772 | 215.5148 | 0.333 | 189.7333 | 0.3863 | 0.1 | 0.1 | 189.6333 | 188.9474 | 152.9575 | 206.0539 | 194.8338
MC-1 09/07/1982 | 84.6784 | 193.2108 | 210.6497 | 191.884 | -0.1196 | 206.666 | 0.333 | 190.5106 | 1.0208 | 0.87632 | 10.6185 | 189.6343 | 194.0295 | 159.1253 | 210.8342 | 171.8323
MC-1 22/07/1982am1 | 79.5059 | 186.9805 | 205.2324 | 187.6653 | -0.15967 | 211.9084 | 0.333 | 190.1237 | 0.38641 | 0.1 | 0.1 | 190.0237 | 191.123 | 155.5927 | 208.1015 | 193.7711
MC-1 22/07/1982pm2 | 94.4599 | 204.9551 | 220.8739 | 199.738 | -0.15394 | 211.7893 | 0.333 | 190.7615 | 0.55873 | 0.1 | 0.1 | 190.6615 | 192.3293 | 157.0572 | 209.2361 | 186.2492
MC-1 22/07/1982web1 | 99.7914 | 211.3358 | 226.4637 | 203.952 | -0.18586 | 223.0602 | 0.333 | 196.7477 | 1.1625 | 0.28864 | 10.4429 | 196.459 | 198.5719 | 164.674 | 215.0987 | 175.0578
MC-1 22/07/1982web2 | 101.3764 | 213.2299 | 228.1317 | 205.1958 | 0.18403 | 161.9193 | 0.333 | 184.1505 | 1.3246 | -0.43934 | 10.3096 | 184.1505 | 203.4904 | 170.7209 | 219.7075 | 152.6217
MC-1 17/08/1982 1000 | 90.6302 | 200.3629 | 216.8702 | 196.6821 | -0.19705 | 219.2477 | 0.333 | 191.8534 | 0.43858 | 0.1 | 0.1 | 191.7534 | 191.2602 | 155.7592 | 208.2306 | 195.5043
MC-1 10/09/1982 0900 | 79.5059 | 186.9805 | 205.2324 | 187.6653 | -0.090813 | 203.1244 | 0.333 | 190.937 | 0.67842 | 0.1 | 0.1 | 190.837 | 196.3454 | 161.95 | 213.0094 | 182.157
MC-1 12/09/1982 0400 | 46.4822 | 146.8738 | 169.9756 | 159.6047 | -0.12891 | 212.2 | 0.333 | 194.4369 | 0.77089 | 0.1 | 0.1 | 194.3369 | 198.8723 | 165.0422 | 215.3804 | 182.5443
MC-1 13/09/1982 1300 | 45.4114 | 145.5638 | 168.8097 | 158.6609 | -0.16108 | 223.5848 | 0.333 | 200.5712 | 0.54462 | 0.1 | 0.1 | 200.4712 | 205.3497 | 173.0173 | 221.4474 | 194.0976
MC-1 14/09/1982 1030 | 42.1261 | 141.5405 | 165.224 | 155.7512 | -0.19765 | 225.175 | 0.333 | 197.0551 | 0.60508 | 0.1 | 0.1 | 196.9551 | 198.273 | 164.3078 | 214.8183 | 190.9898
MC-1 14/09/1982 1100 | 51.331 | 152.7985 | 175.2378 | 163.8512 | -0.12672 | 219.8237 | 0.333 | 201.8083 | 0.60522 | 0.1 | 0.1 | 201.7083 | 209.2368 | 177.8372 | 225.0808 | 190.183
MC-1 14/09/1982 1200 | 44.3288 | 144.2386 | 167.6295 | 157.7044 | -0.16422 | 222.8718 | 0.333 | 199.4956 | 0.61654 | 0.1 | 0.1 | 199.3956 | 203.6699 | 170.9423 | 219.8756 | 190.183
MC-1 14/09/1982 1100 | 102.0506 | 214.0351 | 228.8424 | 205.7237 | -0.24463 | 233.0647 | 0.333 | 197.6643 | 1.1615 | 0.31109 | 10.4467 | 197.3532 | 196.2525 | 161.8365 | 212.9222 | 177.6829
MC-1 14/09/1982 1130 | 102.7218 | 214.8366 | 229.5507 | 206.2484 | -0.23868 | 232.5463 | 0.333 | 198.0165 | 1.5159 | 0.45557 | 10.8196 | 197.5609 | 197.0861 | 162.8552 | 213.7046 | 172.4106
MC-1 25/09/1982 | 102.2747 | 214.3027 | 229.0787 | 205.8989 | -0.25627 | 236.2638 | 0.333 | 198.8512 | 1.8444 | 1.7851 | 12.0803 | 197.0661 | 197.1454 | 162.9278 | 213.7603 | 169.6776
MC-1 27/09/1982 | 61.6274 | 165.3384 | 186.3127 | 172.7214 | -0.25281 | 235.3891 | 0.333 | 198.5672 | 1.855 | 1.8097 | 12.1165 | 196.7576 | 196.9731 | 162.717 | 213.5985 | 169.2858
MC-1 01/10/1982 | 105.8155 | 218.5278 | 232.8269 | 208.6579 | -0.2607 | 241.5929 | 0.333 | 202.8129 | 1.3932 | 0.45161 | 10.6462 | 202.3613 | 202.2098 | 169.1426 | 218.5084 | 177.4826
MC-1 09/10/1982 | 101.3764 | 213.2299 | 228.1317 | 205.1958 | -0.22365 | 0 | 0.333 | 203.1819 | 0 | 0 | 0 | 203.1819 | 205.0147 | 172.6032 | 221.1341 | #DIV/0!
MC-1 18/10/1982 1200 | 101.3764 | 213.2299 | 228.1317 | 205.1958 | -0.23934 | 232.0487 | 0.333 | 197.4962 | 1.4407 | 0.26221 | 10.6405 | 197.234 | 196.3454 | 161.95 | 213.0094 | 173.6296
MC-1 21/10/1982 1200 | 105.8155 | 218.5278 | 232.8269 | 208.6579 | -0.27647 | 238.0176 | 0.333 | 197.6221 | 1.8339 | 1.6167 | 11.965 | 196.0054 | 194.2844 | 159.4357 | 211.0737 | 170.0661
MC-1 23/10/1982 1200 | 107.9881 | 221.1171 | 235.1411 | 210.3408 | -0.27647 | 238.7041 | 0.333 | 198.2043 | 1.8235 | 1.6232 | 11.9471 | 196.5811 | 195.0615 | 160.3829 | 211.8038 | 170.4514
MC-1 24/10/1982 1200 | 94.4599 | 204.9551 | 220.8739 | 199.738 | -0.049975 | 197.1845 | 0.333 | 190.5666 | 2.043 | 1.8649 | 12.543 | 188.7017 | 198.3033 | 164.345 | 214.8467 | 154.5326
MC-1 25/10/1982 1200 | 101.3764 | 213.2299 | 228.1317 | 205.1958 | -0.15703 | 218.4962 | 0.333 | 196.4822 | 1.7209 | 1.0218 | 11.4283 | 195.4604 | 199.9692 | 166.3877 | 216.4089 | 166.8633
MC-1 28/10/1982 2400 | 107.9881 | 221.1171 | 235.1411 | 210.3408 | -0.14146 | 213.7108 | 0.333 | 194.1698 | 1.7305 | 0.85919 | 11.3635 | 193.3106 | 197.7418 | 163.6575 | 214.32 | 167.309
MC-1 29/10/1982 0800 | 107.9881 | 221.1171 | 235.1411 | 210.3408 | -0.13012 | 0 | 0.333 | 196.5382 | 0 | 0 | 0 | 196.5382 | 201.7005 | 168.5157 | 218.0314 | #DIV/0!
MC-1 29/10/1982 2400 | 82.1179 | 190.1284 | 207.9701 | 189.8014 | -0.12266 | 208.5064 | 0.333 | 191.8277 | 5.6871 | 25.6061 | 46.3124 | 145.5152 | 195.6572 | 161.1096 | 212.3632 | 142.7263
MC-1 29/10/1982 1600 | 92.0786 | 202.1006 | 218.3839 | 197.8407 | -0.1892 | 219.2589 | 0.333 | 192.8969 | 21.793 | 96.9886 | 206.0885 | -13.1917 | 193.1367 | 158.0386 | 209.9951 | 120.5853
MC-1 30/10/1982 0800 | 103.6121 | 215.8994 | 230.4915 | 206.9434 | -0.094092 | 0 | 0.333 | 191.3844 | 0 | 0 | 0 | 191.3844 | 196.7671 | 162.4653 | 213.4053 | #DIV/0!
MC-1 30/10/1982 2400 | 92.0786 | 202.1006 | 218.3839 | 197.8407 | -0.20381 | 230.7942 | 0.333 | 201.2131 | 22.6387 | 105.8188 | 219.794 | -18.5809 | 203.5644 | 170.8122 | 219.7768 | 123.7544
MC-1 30/10/1982 1600 | 87.1902 | 196.2314 | 213.2757 | 193.9163 | -0.1548 | 0 | 0.333 | 189.6428 | 0 | 0 | 0 | 189.6428 | 190.7561 | 155.1477 | 207.7563 | #DIV/0!
MC-1 31/10/1982 0830 | 99.1069 | 210.5174 | 225.7444 | 203.4136 | -0.20916 | 228.9885 | 0.333 | 198.8879 | 2.1344 | 3.3739 | 13.7095 | 195.514 | 200.064 | 166.5041 | 216.4978 | 165.4099
MC-1 06/11/1982 1200 | 101.3764 | 213.2299 | 228.1317 | 205.1958 | -0.24277 | 0 | 0.333 | 197.1884 | 0 | 0 | 0 | 197.1884 | 195.7244 | 161.1917 | 212.4263 | #DIV/0!
MC-1 07/11/1982 1200 | 94.4599 | 204.9551 | 220.8739 | 199.738 | -0.22408 | 231.7926 | 0.333 | 199.3327 | 2.2567 | 4.1807 | 14.5562 | 195.152 | 199.7538 | 166.1233 | 216.207 | 164.6221
MC-1 08/11/1982 1200 | 107.9881 | 221.1171 | 235.1411 | 210.3408 | -0.27056 | 0 | 0.333 | 199.7219 | 0 | 0 | 0 | 199.7219 | 197.4482 | 163.2981 | 214.0444 | #DIV/0!
MC-1 09/11/1982 1200 | 101.3764 | 213.2299 | 228.1317 | 205.1958 | -0.23868 | 236.029 | 0.333 | 201.0383 | 2.1926 | 3.9978 | 14.2679 | 197.0405 | 201.1687 | 167.8615 | 217.5331 | 166.5669
MC-1 10/11/1982 1213 | 105.8155 | 218.5278 | 232.8269 | 208.6579 | -0.24226 | 236.2164 | 0.333 | 200.7131 | 2.371 | 5.1088 | 15.5081 | 195.6043 | 200.5088 | 167.0505 | 216.9148 | 165.048
MC-1 11/11/1982 0715 | 99.1069 | 210.5174 | 225.7444 | 203.4136 | -0.23373 | 233.9238 | 0.333 | 199.8841 | 2.2693 | 4.3339 | 14.6942 | 195.5502 | 199.9103 | 166.3154 | 216.3537 | 165.0177
MC-1 11/11/1982 0945 | 62.5442 | 166.4521 | 187.2921 | 173.5016 | -0.03691 | 196.0099 | 0.333 | 191.1284 | 4 | 14.3678 | 28.4731 | 176.7606 | 199.8881 | 166.2882 | 216.3329 | 142.5039
MC-1 11/11/1982 0945 | 99.1069 | 210.5174 | 225.7444 | 203.4136 | -0.23789 | 0 | 0.333 | 198.9633 | 0 | 0 | 0 | 198.9633 | 198.4117 | 164.4777 | 214.9484 | #DIV/0!
MC-1 15/11/1982 1200 | 99.1069 | 210.5174 | 225.7444 | 203.4136 | -0.2597 | 237.1331 | 0.333 | 199.1321 | 2.1926 | 3.7564 | 14.1063 | 195.3756 | 197.3148 | 163.1349 | 213.9192 | 166.5669
MC-1 19/11/1982 1100 | 99.1069 | 210.5174 | 225.7444 | 203.4136 | -0.25527 | 0 | 0.333 | 197.3283 | 0 | 0 | 0 | 197.3283 | 195.1614 | 160.5048 | 211.8976 | #DIV/0!
MC-1 20/11/1982 1100 | 99.1069 | 210.5174 | 225.7444 | 203.4136 | -0.26565 | 238.3901 | 0.333 | 199.4005 | 2.3975 | 5.097 | 15.571 | 194.3035 | 197.3148 | 163.1349 | 213.9192 | 165.048
MC-1 21/11/1982 1100 | 74.114 | 180.4711 | 199.5634 | 183.2182 | -0.19745 | 225.2053 | 0.333 | 197.1101 | 2.2172 | 3.6445 | 14.092 | 193.4656 | 198.3605 | 164.415 | 214.9004 | 161.1565
MC-1 23/11/1982 1100 | 99.1069 | 210.5174 | 225.7444 | 203.4136 | -0.25627 | 0 | 0.333 | 201.1896 | 0 | 0 | 0 | 201.1896 | 200.2926 | 166.7849 | 216.7121 | #DIV/0!
MC-1 23/11/1982 1400 | 101.3764 | 213.2299 | 228.1317 | 205.1958 | -0.26906 | 233.608 | 0.333 | 194.8633 | 2.4978 | 5.0647 | 15.8139 | 189.7986 | 191.0478 | 155.5015 | 208.0308 | 162.3205
MC-1 24/11/1982 1100 | 105.8155 | 218.5278 | 232.8269 | 208.6579 | -0.26252 | 232.2533 | 0.333 | 194.5741 | 2.6508 | 6.0063 | 16.9377 | 188.5677 | 191.0478 | 155.5015 | 208.0308 | 160.9409
MC-1 28/11/1982am | 101.3764 | 213.2299 | 228.1317 | 205.1958 | -0.26266 | 232.8099 | 0.333 | 195.0329 | 2.6692 | 6.2047 | 17.1418 | 188.8282 | 191.6517 | 156.2343 | 208.5989 | 160.9409
MC-1 01/12/1982pm | 103.6121 | 215.8994 | 230.4915 | 206.9434 | -0.25922 | 231.9041 | 0.333 | 194.713 | 2.6851 | 6.2551 | 17.2252 | 188.4579 | 191.4278 | 155.9625 | 208.3883 | 160.5401
MC-1 06/12/1982 1400 | 103.6121 | 215.8994 | 230.4915 | 206.9434 | -0.26222 | 233.2532 | 0.333 | 195.4708 | 2.6847 | 6.3818 | 17.3225 | 189.089 | 192.262 | 156.9753 | 209.1728 | 160.9409
MC-1 09/12/1982 1400 | 103.6121 | 215.8994 | 230.4915 | 206.9434 | -0.26869 | 233.3305 | 0.333 | 194.6757 | 2.7167 | 6.4574 | 17.4712 | 188.2183 | 190.8197 | 155.2249 | 207.8162 | 160.5401
MC-1 12/12/1982 1000 | 101.3764 | 213.2299 | 228.1317 | 205.1958 | -0.26906 | 233.608 | 0.333 | 194.8633 | 2.6847 | 6.2783 | 17.2421 | 188.5851 | 191.0478 | 155.5015 | 208.0308 | 160.9409
MC-1 15/12/1982 0900 | 105.8155 | 218.5278 | 232.8269 | 208.6579 | -0.27912 | 245.7844 | 0.333 | 203.836 | 2.7763 | 8.4381 | 19.215 | 195.3979 | 202.449 | 169.4371 | 218.7324 | 164.7264
MC-1 19/12/1982 0900 | 101.3764 | 213.2299 | 228.1317 | 205.1958 | -0.26649 | 244.1292 | 0.333 | 204.1782 | 2.5801 | 7.0673 | 17.5505 | 197.1109 | 203.6941 | 170.9721 | 219.8982 | 165.9484
MC-1 23/12/1982 0900 | 101.3764 | 213.2299 | 228.1317 | 205.1958 | -0.21921 | 235.9213 | 0.333 | 203.6175 | 2.1729 | 4.1923 | 14.347 | 199.4252 | 205.8874 | 173.6825 | 221.9504 | 168.2927
MC-1 26/12/1982 1200 | 103.6121 | 215.8994 | 230.4915 | 206.9434 | -0.26649 | 244.1292 | 0.333 | 204.1782 | 2.4122 | 5.8778 | 16.1772 | 198.3004 | 203.6941 | 170.9721 | 219.8982 | 167.2624
MC-1 29/12/1982 1200 | 103.6121 | 215.8994 | 230.4915 | 206.9434 | -0.26565 | 246.3312 | 0.333 | 206.1692 | 2.4116 | 6.1527 | 16.3757 | 200.0165 | 206.4397 | 174.3663 | 222.4669 | 167.9518
MC-1 02/01/1983 1600 | 101.3764 | 213.2299 | 228.1317 | 205.1958 | -0.26565 | 250.0714 | 0.333 | 209.3517 | 2.3365 | 6.0435 | 16.0794 | 203.3082 | 210.7617 | 179.7349 | 226.5046 | 169.9608
MC-1 05/01/1983 1300 | 105.8155 | 218.5278 | 232.8269 | 208.6579 | -0.26906 | 246.5171 | 0.333 | 205.8525 | 2.2432 | 4.9366 | 15.0395 | 200.9159 | 205.7968 | 173.5704 | 221.8657 | 169.3764
MC-1 09/01/1983 0900 | 103.6121 | 215.8994 | 230.4915 | 206.9434 | -0.26906 | 250.26 | 0.333 | 209.0308 | 2.1733 | 4.8464 | 14.7852 | 204.1843 | 210.1072 | 178.9198 | 225.8936 | 171.3984
MC-1 13/01/1983 1500 | 99.1069 | 210.5174 | 225.7444 | 203.4136 | -0.25732 | 248.8746 | 0.333 | 209.5097 | 2.1086 | 4.4592 | 14.3507 | 205.0506 | 211.5119 | 180.6701 | 227.2048 | 172.0536
MC-1 16/01/1983 1500 | 96.802 | 207.7599 | 223.3263 | 201.5949 | -0.25327 | 245.5319 | 0.333 | 207.2169 | 1.7817 | 2.224 | 12.1813 | 204.9929 | 208.6453 | 177.102 | 224.5283 | 175.2321
MC-1 20/01/1983 1300 | 105.8155 | 218.5278 | 232.8269 | 208.6579 | -0.24013 | 231.5128 | 0.333 | 196.9252 | 0.96883 | 0.1 | 0.1 | 196.8252 | 195.5294 | 160.9537 | 212.2432 | 183.4319
MC-1 30/01/1983 0900 | 96.802 | 207.7599 | 223.3263 | 201.5949 | -0.21554 | 227.3177 | 0.333 | 196.5546 | 0.6164 | 0.1 | 0.1 | 196.4546 | 196.5106 | 162.1518 | 213.1644 | 190.9898
MC-1 02/02/1983 1200 | 99.1069 | 210.5174 | 225.7444 | 203.4136 | -0.1417 | 216.1224 | 0.333 | 196.3585 | 5.6451 | 26.8881 | 47.4516 | 148.9069 | 200.7393 | 167.3337 | 217.1308 | 144.6124
MC-1 06/02/1983 1730 | 105.8155 | 218.5278 | 232.8269 | 208.6579 | -0.26568 | 237.2721 | 0.333 | 198.4423 | 0.3242 | 0.1 | 0.1 | 198.3423 | 196.0285 | 161.5629 | 212.7118 | 207.8581
MC-1 09/02/1983 1500 | 101.3764 | 213.2299 | 228.1317 | 205.1958 | -0.26504 | 239.6198 | 0.333 | 200.533 | 1.9062 | 2.266 | 12.4886 | 198.267 | 198.8723 | 165.0422 | 215.3804 | 170.4771
MC-1 13/02/1983 2030 | 103.6121 | 215.8994 | 230.4915 | 206.9434 | -0.27396 | 241.6534 | 0.333 | 201.0471 | 2.2565 | 4.4055 | 14.71 | 196.6416 | 199.0188 | 165.2218 | 215.5179 | 167.6219
MC-1 19/02/1983 1200 | 103.6121 | 215.8994 | 230.4915 | 206.9434 | -0.2607 | 242.2376 | 0.333 | 203.3641 | 2.4 | 5.6782 | 15.9979 | 197.6859 | 202.9542 | 170.0597 | 219.2055 | 166.9138
MC-1 24/02/1983 0900 | 103.6121 | 215.8994 | 230.4915 | 206.9434 | -0.25841 | 246.1961 | 0.333 | 207.066 | 2.438 | 6.4675 | 16.6829 | 200.5985 | 208.114 | 176.4423 | 224.0319 | 168.3038
MC-1 27/02/1983 0900 | 101.3764 | 213.2299 | 228.1317 | 205.1958 | -0.26832 | 246.126 | 0.333 | 205.623 | 2.4503 | 6.3519 | 16.6338 | 199.2712 | 205.5328 | 173.2437 | 221.6187 | 167.9746
MC-1 02/03/1983 1330 | 101.3764 | 213.2299 | 228.1317 | 205.1958 | -0.26504 | 244.7145 | 0.333 | 204.8773 | 2.4755 | 6.4236 | 16.7596 | 198.4537 | 204.7291 | 172.2502 | 220.8669 | 167.309
MC-1 06/03/1983 0900 | 103.6121 | 215.8994 | 230.4915 | 206.9434 | -0.25954 | 240.386 | 0.333 | 201.9389 | 2.3511 | 5.1472 | 15.4816 | 196.7918 | 201.1018 | 167.7792 | 217.4704 | 166.9138
MC-1 09/03/1983 0900 | 103.6121 | 215.8994 | 230.4915 | 206.9434 | -0.26738 | 243.8752 | 0.333 | 203.8388 | 2.54 | 6.7288 | 17.1757 | 197.11 | 203.1806 | 170.3388 | 219.4175 | 166.2924
MC-1 13/03/1983 0900 | 103.6121 | 215.8994 | 230.4915 | 206.9434 | -0.25168 | 241.4843 | 0.333 | 203.9635 | 2.5273 | 6.6575 | 17.0851 | 197.306 | 204.3264 | 171.7527 | 220.49 | 165.9484
MC-1 16/03/1983 0900 | 103.6121 | 215.8994 | 230.4915 | 206.9434 | -0.25506 | 244.1737 | 0.333 | 205.803 | 2.4755 | 6.5578 | 16.8594 | 199.2452 | 206.61 | 174.5773 | 222.6261 | 167.309
MC-1 20/03/1983 0900 | 101.3764 | 213.2299 | 228.1317 | 205.1958 | -0.25624 | 242.7267 | 0.333 | 204.3985 | 2.4635 | 6.2688 | 16.6103 | 198.1296 | 204.6309 | 172.1288 | 220.7749 | 166.9726
MC-1 23/03/1983 0900 | 103.6121 | 215.8994 | 230.4915 | 206.9434 | -0.2573 | 242.146 | 0.333 | 203.7551 | 2.2068 | 4.4299 | 14.5959 | 199.3252 | 203.6941 | 170.9721 | 219.8982 | 168.6825
MC-1 27/03/1983 0900 | 110.1312 | 223.6688 | 237.437 | 211.9935 | -0.28118 | 246.6884 | 0.333 | 204.3141 | 0.79091 | 0.1 | 0.1 | 204.2141 | 202.9646 | 170.0726 | 219.2153 | 191.5199
MC-1 30/03/1983 | 110.1312 | 223.6688 | 237.437 | 211.9935 | -0.26616 | 242.441 | 0.333 | 202.7858 | 0.68812 | 0.1 | 0.1 | 202.6858 | 201.8359 | 168.6823 | 218.1582 | 192.5668
MC-1 03/04/1983 | 87.1902 | 196.2314 | 213.2757 | 193.9163 | -0.27298 | 243.9129 | 0.333 | 203.0985 | 2.3972 | 5.6215 | 15.949 | 197.4769 | 201.8359 | 168.6823 | 218.1582 | 167.2624
MC-1 06/04/1983 | 101.3764 | 213.2299 | 228.1317 | 205.1958 | -0.27792 | 251.769 | 0.333 | 209.0573 | 2.4687 | 6.9735 | 17.1485 | 202.0838 | 209.5777 | 178.261 | 225.3992 | 169.2778
MC-1 10/04/1983 | 103.6121 | 215.8994 | 230.4915 | 206.9434 | -0.26786 | 244.9756 | 0.333 | 204.7093 | 2.7705 | 8.5416 | 19.2799 | 196.1677 | 204.3264 | 171.7527 | 220.49 | 164.7264
MC-1 14/04/1983 | 103.6121 | 215.8994 | 230.4915 | 206.9434 | -0.28422 | 250.4563 | 0.333 | 207.0652 | 2.5852 | 7.5452 | 17.9315 | 199.5199 | 206.4828 | 174.4197 | 222.5072 | 168.0372
MC-1 18/04/1983 | 105.8155 | 218.5278 | 232.8269 | 208.6579 | -0.26222 | 244.8658 | 0.333 | 205.3983 | 2.7763 | 8.6999 | 19.4248 | 196.6984 | 205.6111 | 173.3406 | 221.6919 | 164.7264
MC-1 21/04/1983 | 105.8155 | 218.5278 | 232.8269 | 208.6579 | -0.27612 | 245.1324 | 0.333 | 203.6982 | 2.7618 | 8.3085 | 19.0668 | 195.3897 | 202.449 | 169.4371 | 218.7324 | 164.7264
MC-1 24/04/1983 | 103.6121 | 215.8994 | 230.4915 | 206.9434 | -0.26846 | 245.1062 | 0.333 | 204.737 | 2.7734 | 8.5678 | 19.3099 | 196.1692 | 204.3264 | 171.7527 | 220.49 | 164.7264
MC-1 27/04/1983 | 103.6121 | 215.8994 | 230.4915 | 206.9434 | -0.27679 | 247.4843 | 0.333 | 205.5957 | 2.8299 | 9.1336 | 19.9426 | 196.4621 | 204.9653 | 172.5421 | 221.0879 | 164.7264
MC-1 01/05/1983 | 96.802 | 207.7599 | 223.3263 | 201.5949 | -0.27244 | 245.4209 | 0.333 | 204.4524 | 2.7763 | 8.5417 | 19.298 | 195.9107 | 203.6941 | 170.9721 | 219.8982 | 164.7264
MC-1 04/05/1983 | 101.3764 | 213.2299 | 228.1317 | 205.1958 | -0.27518 | 239.8701 | 0.333 | 199.3687 | 2.7873 | 7.7531 | 18.7002 | 191.6156 | 196.6961 | 162.3785 | 213.3386 | 162.3586
MC-1 08/05/1983 | 103.6121 | 215.8994 | 230.4915 | 206.9434 | -0.30459 | 249.2234 | 0.333 | 203.2042 | 2.6635 | 7.5139 | 18.1426 | 195.6903 | 200.0335 | 166.4667 | 216.4692 | 165.9484
MC-1 12/05/1983 0930 | 101.3764 | 213.2299 | 228.1317 | 205.1958 | -0.27117 | 240.6641 | 0.333 | 200.5873 | 2.8191 | 8.1903 | 19.1464 | 192.397 | 198.5719 | 164.674 | 215.0987 | 162.3586
MC-1 05/06/1983 0900 | 101.3764 | 213.2299 | 228.1317 | 205.1958 | -0.26768 | 240.4779 | 0.333 | 200.9046 | 2.8191 | 8.2457 | 19.191 | 192.6589 | 199.2106 | 165.4569 | 215.6976 | 162.3586
MC-1 09/06/1983 0900 | 101.3764 | 213.2299 | 228.1317 | 205.1958 | -0.26768 | 240.4779 | 0.333 | 200.9046 | 2.8191 | 8.2457 | 19.191 | 192.6589 | 199.2106 | 165.4569 | 215.6976 | 162.3586
MC-1 12/06/1983 0900 | 99.1069 | 210.5174 | 225.7444 | 203.4136 | -0.26768 | 240.4779 | 0.333 | 200.9046 | 2.8191 | 8.2457 | 19.191 | 192.6589 | 199.2106 | 165.4569 | 215.6976 | 162.3586
MC-1 16/06/1983 | 107.9881 | 221.1171 | 235.1411 | 210.3408 | -0.28455 | 249.1914 | 0.333 | 205.9554 | 3.0405 | 10.7884 | 21.9918 | 195.167 | 204.9653 | 172.5421 | 221.0879 | 163.5847
MC-1 19/06/1983 | 96.802 | 207.7599 | 223.3263 | 201.5949 | -0.28455 | 249.1914 | 0.333 | 205.9554 | 2.8668 | 9.4726 | 20.3357 | 196.4828 | 204.9653 | 172.5421 | 221.0879 | 164.7264
MC-1 22/06/1983 | 96.802 | 207.7599 | 223.3263 | 201.5949 | -0.28455 | 249.1914 | 0.333 | 205.9554 | 2.8668 | 9.4726 | 20.3357 | 196.4828 | 204.9653 | 172.5421 | 221.0879 | 164.7264
MC-1 26/06/1983 | 94.4599 | 204.9551 | 220.8739 | 199.738 | -0.2878 | 250.4807 | 0.333 | 206.5855 | 2.8983 | 9.8201 | 20.7216 | 196.7654 | 205.6111 | 173.3406 | 221.6919 | 164.7264
MC-1 29/06/1983 | 79.5059 | 186.9805 | 205.2324 | 187.6653 | -0.2114 | 228.9308 | 0.333 | 198.5333 | 1.0441 | 0.76986 | 10.5781 | 197.7634 | 199.4445 | 165.7439 | 215.917 | 180.9128
MC-1 03/07/1983 | 94.4599 | 204.9551 | 220.8739 | 199.738 | -0.23162 | 232.5961 | 0.333 | 199.0136 | 1.5404 | 0.58668 | 10.9117 | 198.4269 | 198.8613 | 165.0287 | 215.3701 | 173.7846
MC-1 04/09/1983 | 99.1069 | 210.5174 | 225.7444 | 203.4136 | -0.22724 | 237.6056 | 0.333 | 203.9827 | 1.457 | 0.65361 | 10.808 | 203.3291 | 205.8821 | 173.676 | 221.9455 | 177.2343
MC-1 11/09/1983 | 94.4599 | 204.9551 | 220.8739 | 199.738 | -0.28242 | 252.2217 | 0.333 | 208.803 | 2.3125 | 5.799 | 15.8361 | 203.004 | 208.9462 | 177.4758 | 224.8093 | 170.6117
MC-1 18/09/1983 | 92.0786 | 202.1006 | 218.3839 | 197.8407 | -0.27579 | 251.8519 | 0.333 | 209.4275 | 2.4736 | 7.0626 | 17.2297 | 202.3649 | 210.2158 | 179.055 | 225.995 | 169.2778
MC-1 09/10/1983 | 94.4599 | 204.9551 | 220.8739 | 199.738 | -0.26834 | 246.1978 | 0.333 | 205.6817 | 2.6351 | 7.7005 | 18.2025 | 197.9812 | 205.6111 | 173.3406 | 221.6919 | 165.9484
MC-1 16/10/1983 | 62.5442 | 166.4521 | 187.2921 | 173.5016 | -0.29811 | 255.1941 | 0.333 | 209.0777 | 2.3598 | 6.1764 | 16.2426 | 202.9013 | 208.321 | 176.6993 | 224.2253 | 170.6117
MC-1 23/10/1983 | 76.8391 | 183.7629 | 202.4319 | 185.4721 | -0.24955 | 241.5142 | 0.333 | 204.284 | 2.4527 | 6.1766 | 16.5114 | 198.1073 | 204.894 | 172.4539 | 221.0211 | 164.2238
MC-1 05/12/1983 0900 | 79.5059 | 186.9805 | 205.2324 | 187.6653 | -0.26492 | 242.5567 | 0.333 | 203.0548 | 2.3874 | 5.5479 | 15.8684 | 197.5069 | 202.2751 | 169.223 | 218.5696 | 165.0535
MC-1 05/12/1983 | 89.6562 | 199.1936 | 215.8524 | 195.901 | -0.28068 | 246.7804 | 0.333 | 204.4608 | 2.6012 | 7.2635 | 17.7634 | 197.1973 | 203.1929 | 170.354 | 219.4291 | 165.048
MC-1 11/12/1983 0900 | 79.5059 | 186.9805 | 205.2324 | 187.6653 | -0.24551 | 239.2098 | 0.333 | 202.8553 | 2.4367 | 5.8586 | 16.2321 | 196.9967 | 203.2084 | 170.373 | 219.4435 | 163.8033
MC-1 11/12/1983 | 74.114 | 180.4711 | 199.5634 | 183.2182 | -0.23226 | 238.7969 | 0.333 | 204.3262 | 2.5583 | 6.9332 | 17.384 | 197.393 | 206.0352 | 173.8655 | 222.0887 | 162.5176
MC-1 18/12/1983 0900 | 94.4599 | 204.9551 | 220.8739 | 199.738 | -0.30826 | 252.7731 | 0.333 | 205.6431 | 2.5736 | 7.2446 | 17.6668 | 198.3985 | 203.0683 | 170.2004 | 219.3124 | 167.2624
MC-1 18/12/1983 | 99.1069 | 210.5174 | 225.7444 | 203.4136 | -0.29133 | 249.566 | 0.333 | 205.3254 | 2.5175 | 6.7901 | 17.156 | 198.5353 | 203.6941 | 170.9721 | 219.8982 | 167.2624
MC-1 25/12/1983 0900 | 94.4599 | 204.9551 | 220.8739 | 199.738 | -0.29801 | 251.0479 | 0.333 | 205.6349 | 2.3678 | 5.7689 | 15.9724 | 199.866 | 203.6941 | 170.9721 | 219.8982 | 168.6825
MC-1 25/12/1983 | 96.802 | 207.7599 | 223.3263 | 201.5949 | -0.29801 | 251.0479 | 0.333 | 205.6349 | 2.5452 | 7.0369 | 17.4243 | 198.598 | 203.6941 | 170.9721 | 219.8982 | 167.2624
MC-1 01/01/1984 0900 | 96.802 | 207.7599 | 223.3263 | 201.5949 | -0.30137 | 251.2342 | 0.333 | 205.3238 | 2.5452 | 6.9902 | 17.3889 | 198.3335 | 203.0683 | 170.2004 | 219.3124 | 167.2624
MC-1 01/01/1984 | 96.802 | 207.7599 | 223.3263 | 201.5949 | -0.29801 | 249.9354 | 0.333 | 204.7067 | 2.5175 | 6.6982 | 17.0869 | 198.0085 | 202.449 | 169.4371 | 218.7324 | 167.2624
MC-1 12/01/1984 0900 | 96.802 | 207.7599 | 223.3263 | 201.5949 | -0.31159 | 252.9592 | 0.333 | 205.3343 | 2.3942 | 5.9133 | 16.1518 | 199.421 | 202.449 | 169.4371 | 218.7324 | 168.6825
MC-1 15/01/1984 | 96.802 | 207.7599 | 223.3263 | 201.5949 | -0.29801 | 249.9354 | 0.333 | 204.7067 | 2.3419 | 5.4628 | 15.6808 | 199.2439 | 202.449 | 169.4371 | 218.7324 | 168.6825
MC-1 22/01/1984 0900 | 99.1069 | 210.5174 | 225.7444 | 203.4136 | -0.30491 | 252.5856 | 0.333 | 205.9546 | 2.3942 | 5.9993 | 16.2141 | 199.9554 | 203.6941 | 170.9721 | 219.8982 | 168.6825
MC-1 22/01/1984 | 87.1902 | 196.2314 | 213.2757 | 193.9163 | -0.19853 | 220.5213 | 0.333 | 192.7947 | 1.7485 | 0.80496 | 11.3679 | 191.9897 | 192.4443 | 157.1969 | 209.3442 | 166.4469
MC-1 29/01/1984 0900 | 99.1069 | 210.5174 | 225.7444 | 203.4136 | -0.29262 | 251.794 | 0.333 | 207.0114 | 1.3213 | 0.52035 | 10.5825 | 206.491 | 205.8821 | 173.676 | 221.9455 | 181.7364
MC-1 29/01/1984 | 99.1069 | 210.5174 | 225.7444 | 203.4136 | -0.30469 | 254.4992 | 0.333 | 207.5745 | 1.3483 | 0.58511 | 10.6331 | 206.9894 | 205.8821 | 173.676 | 221.9455 | 181.7364
MC-1 15/07/1984 | 99.1069 | 210.5174 | 225.7444 | 203.4136 | -0.28365 | 250.3293 | 0.333 | 207.0385 | 1.3082 | 0.50496 | 10.5643 | 206.5335 | 206.4828 | 174.4197 | 222.5072 | 181.7364
MC-1 25/07/1984 | 99.1069 | 210.5174 | 225.7444 | 203.4136 | -0.28999 | 250.6808 | 0.333 | 206.4472 | 1.3082 | 0.48281 | 10.5581 | 205.9644 | 205.2873 | 172.9402 | 221.3891 | 181.7364
MC-1 31/07/1984 | 101.3764 | 213.2299 | 228.1317 | 205.1958 | -0.28683 | 250.5057 | 0.333 | 206.7416 | 1.4693 | 0.83973 | 10.8982 | 205.9018 | 205.8821 | 173.676 | 221.9455 | 179.3489
MC-1 09/08/1984 | 101.3764 | 213.2299 | 228.1317 | 205.1958 | -0.28683 | 250.5057 | 0.333 | 206.7416 | 1.4693 | 0.83973 | 10.8982 | 205.9018 | 205.8821 | 173.676 | 221.9455 | 179.3489
MC-1 15/08/1984 | 99.1069 | 210.5174 | 225.7444 | 203.4136 | -0.29262 | 257.6754 | 0.333 | 211.9273 | 1.4117 | 0.93061 | 10.8375 | 210.9967 | 212.5277 | 181.9377 | 228.1524 | 182.6001
MC-1 23/08/1984 | 101.3764 | 213.2299 | 228.1317 | 205.1958 | -0.28365 | 250.3293 | 0.333 | 207.0385 | 1.4693 | 0.85605 | 10.9044 | 206.1824 | 206.4828 | 174.4197 | 222.5072 | 179.3489
MC-1 31/08/1984 | 101.3764 | 213.2299 | 228.1317 | 205.1958 | -0.28623 | 251.4384 | 0.333 | 207.6084 | 1.3213 | 0.54352 | 10.5892 | 207.0649 | 207.0894 | 175.1713 | 223.0743 | 181.7364
MC-1 06/09/1984 | 101.3764 | 213.2299 | 228.1317 | 205.1958 | -0.28365 | 250.3293 | 0.333 | 207.0385 | 1.3082 | 0.50496 | 10.5643 | 206.5335 | 206.4828 | 174.4197 | 222.5072 | 181.7364
MC-1 13/09/1984 | 101.3764 | 213.2299 | 228.1317 | 205.1958 | -0.29578 | 257.8554 | 0.333 | 211.6265 | 1.2568 | 0.60748 | 10.5432 | 211.0191 | 211.9162 | 181.1744 | 227.5821 | 185.0221
MC-1 20/09/1984 | 99.1069 | 210.5174 | 225.7444 | 203.4136 | -0.28623 | 257.3118 | 0.333 | 212.5367 | 1.4117 | 0.95941 | 10.8476 | 211.5773 | 213.7687 | 183.4889 | 229.3098 | 182.6001
MC-1 28/09/1984 | #REF! | #REF! | #REF! | #REF! | #REF! | #REF! | #REF! | #REF! | #REF! | #REF! | #REF! | #REF! | #REF! | #REF! | #REF! | #REF!
MC-1 04/10/1984 | #REF! | #REF! | #REF! | #REF! | #REF! | #REF! | #REF! | #REF! | #REF! | #REF! | #REF! | #REF! | #REF! | #REF! | #REF! | #REF!
MC-2 02/06/1982 | 0 | 0 | 0 | 0 | #DIV/0! | 0 | #DIV/0! | 0 | 0 | 0 | 0 | 0 | 0 | 0 | 0 | 0
MC-2 03/06/1982 | 65.5469 | 170.0971 | 190.4924 | 176.0465 | -0.073753 | 217.0596 | 0.333 | 206.5297 | 9.5049 | 54.1605 | 95.2861 | 111.2436 | 219.3431 | 190.4891 | 234.5011 | 133.8724
MC-2 03/06/1982 | 68.4725 | 173.6441 | 193.5998 | 178.5104 | -0.049975 | 209.0941 | 0.333 | 202.1393 | 9.2079 | 50.5433 | 89.7934 | 112.346 | 214.6453 | 184.5861 | 230.1269 | 132.5984
MC-2 06/06/1982 | 0 | 0 | 0 | 0 | #DIV/0! | 0 | #DIV/0! | 0 | 0 | 0 | 0 | 0 | 0 | 0 | 0 | 0
MC-2 08/06/1982 | 59.4583 | 162.7012 | 183.9909 | 170.8691 | -0.069416 | 216.2662 | 0.333 | 206.3748 | 8.7142 | 49.6161 | 86.3116 | 120.0633 | 219.4099 | 190.5734 | 234.5633 | 135.0497
MC-2 08/06/1982 | 0 | 0 | 0 | 0 | #DIV/0! | 0 | #DIV/0! | 0 | 0 | 0 | 0 | 0 | 0 | 0 | 0 | 0
MC-2 21/10/1982 2400 | 46.1266 | 146.4388 | 169.5885 | 159.2915 | 0.075196 | 0 | 1.333 | 189.2355 | 0 | 0 | 0 | 189.2355 | 218.6213 | 189.5797 | 233.8296 | #DIV/0!
MC-2 22/10/1982 0800 | 74.114 | 180.4711 | 199.5634 | 183.2182 | 0.30743 | 135.0588 | 0.333 | 168.7278 | 3.7006 | 6.4757 | 20.2776 | 162.2521 | 188.2015 | 152.0558 | 205.3515 | 119.4861
MC-2 23/10/1982 1000 | 114.3336 | 228.6658 | 241.9854 | 215.2134 | 0.096616 | 174.3485 | 0.333 | 186.4125 | 3.0958 | 7.3196 | 19.2471 | 179.093 | 201.375 | 168.1152 | 217.7264 | 140.7949
MC-2 23/10/1982 0200 | 94.4599 | 204.9551 | 220.8739 | 199.738 | 0.75081 | 0 | 1.333 | 89.3006 | 0 | 0 | 0 | 89.3006 | 202.9414 | 170.0439 | 219.1935 | #DIV/0!
MC-2 23/10/1982 2400 | 114.3336 | 228.6658 | 241.9854 | 215.2134 | 1.023 | 0 | 1.333 | 153.8858 | 0 | 0 | 0 | 153.8858 | 534.8609 | 698.6061 | 510.7577 | #DIV/0!
MC-2 24/10/1982 1400 | 116.3952 | 231.1139 | 244.2436 | 216.783 | 0.016367 | 194.8619 | 0.333 | 197.0488 | 3.0458 | 9.1411 | 20.6222 | 187.9077 | 211.6481 | 180.84 | 227.3319 | 149.5759
MC-2 25/10/1982 0600 | 122.4337 | 238.2722 | 250.9863 | 221.3427 | -0.072626 | 213.7779 | 0.333 | 203.5427 | 1.013 | 0.95626 | 10.6342 | 202.5864 | 215.1656 | 185.2381 | 230.6118 | 177.2551
MC-2 25/10/1982 0200 | 124.4008 | 240.6001 | 253.232 | 222.816 | -0.015296 | 0 | 0.333 | 198.7675 | 0 | 0 | 0 | 198.7675 | 212.0758 | 181.3735 | 227.7309 | #DIV/0!
MC-2 13/11/1982 1000 | 76.8391 | 183.7629 | 202.4319 | 185.4721 | 0.052514 | 179.2391 | 0.333 | 185.86 | 5.7866 | 24.0907 | 45.1856 | 140.6744 | 197.8854 | 163.8332 | 214.4546 | 133.6027
MC-2 13/11/1982 1145 | 68.4725 | 173.6441 | 193.5998 | 178.5104 | 0.06027 | 187.466 | 0.333 | 195.3632 | 1.9026 | 1.7183 | 12.1643 | 193.6449 | 212.038 | 181.3264 | 227.6957 | 160.8687
MC-2 13/11/1982 1400 | 89.6562 | 199.1936 | 215.8524 | 195.901 | -0.17013 | 227.2849 | 0.333 | 202.687 | 4.2805 | 19.3625 | 34.2812 | 183.3245 | 207.7021 | 175.9312 | 223.647 | 157.5647
MC-2 13/11/1982 1600 | 110.1312 | 223.6688 | 237.437 | 211.9935 | 0.014677 | 188.0525 | 0.333 | 189.9558 | 9.2518 | 45.075 | 84.0235 | 105.9323 | 201.3999 | 168.1459 | 217.7498 | 128.4357
MC-2 13/11/1982 1800 | 114.3336 | 228.6658 | 241.9854 | 215.2134 | 0.11209 | 174.6564 | 0.333 | 188.7328 | 10.7243 | 51.6957 | 98.8016 | 89.9313 | 205.6985 | 173.4488 | 221.7737 | 122.4941
MC-2 13/11/1982 1900 | 30.6666 | 127.4623 | 152.6236 | 145.4353 | -0.21975 | 234.5539 | 0.333 | 202.3436 | 0.36478 | 0.1 | 0.1 | 202.2436 | 204.1149 | 171.4915 | 220.2921 | 217.6135
MC-3 15/10/1982 1700 | #REF! | #REF! | #REF! | #REF! | #REF! | #REF! | #REF! | #REF! | #REF! | #REF! | #REF! | #REF! | #REF! | #REF! | #REF! | #REF!
MC-3 16/10/1982 1900 | #REF! | #REF! | #REF! | #REF! | #REF! | #REF! | #REF! | #REF! | #REF! | #REF! | #REF! | #REF! | #REF! | #REF! | #REF! | #REF!
MC-3 16/10/1982 0100 | 46.1266 | 146.4388 | 169.5885 | 159.2915 | -0.0033653 | 0 | 0.333 | 184.8234 | 0 | 0 | 0 | 184.8234 | 193.0622 | 157.948 | 209.9251 | #DIV/0!
MC-3 16/10/1982 1000 | 94.4599 | 204.9551 | 220.8739 | 199.738 | -0.073916 | 191.8471 | 0.333 | 182.3416 | 2.1993 | 1.5354 | 12.646 | 180.8062 | 185.4917 | 148.7877 | 202.798 | 150.0306
MC-3 19/10/1982 2000 | 84.6784 | 193.2108 | 210.6497 | 191.884 | -0.1715 | 208.7835 | 0.333 | 185.7545 | 2.9817 | 6.4729 | 18.2224 | 179.2816 | 184.5252 | 147.6249 | 201.8864 | 146.5225
MC-3 20/10/1982 1600 | 84.6784 | 193.2108 | 210.6497 | 191.884 | -0.12496 | 0 | 0.333 | 189.0895 | 0 | 0 | 0 | 189.0895 | 191.7622 | 156.3684 | 208.7028 | #DIV/0!
MC-3 20/10/1982 1000 | 71.3266 | 177.1 | 196.6213 | 180.8992 | -0.15891 | 0 | 0.333 | 189.286 | 0 | 0 | 0 | 189.286 | 190.0293 | 154.267 | 207.0724 | #DIV/0!
MC-3 21/10/1982 1000 | 118.4318 | 233.5303 | 246.4947 | 218.3271 | 0.00077093 | 177.9821 | 0.333 | 178.0774 | 2.959 | 4.7473 | 16.7564 | 173.3302 | 183.8899 | 146.8614 | 201.2872 | 142.9987
MC-3 21/10/1982 2400 | 76.8391 | 183.7629 | 202.4319 | 185.4721 | -0.22485 | 0 | 0.333 | 196.3119 | 0 | 0 | 0 | 196.3119 | 195.6216 | 161.0661 | 212.3298 | #DIV/0!
MC-3 21/10/1982 1400 | 74.114 | 180.4711 | 199.5634 | 183.2182 | -0.28559 | 234.438 | 0.333 | 193.3761 | 6.7085 | 32.4622 | 58.062 | 135.3141 | 188.1054 | 151.9398 | 205.261 | 142.2159
MC-3 25/10/1982 2000 | 94.4599 | 204.9551 | 220.8739 | 199.738 | -0.20951 | 0 | 0.333 | 193.4399 | 0 | 0 | 0 | 193.4399 | 192.6635 | 157.4632 | 209.5503 | #DIV/0!
MC-3 26/10/1982 0400 | 89.6562 | 199.1936 | 215.8524 | 195.901 | -0.0062776 | 0 | 0.333 | 185.2607 | 0 | 0 | 0 | 185.2607 | 193.5021 | 158.4832 | 210.3386 | #DIV/0!
MC-3 26/10/1982 2000 | 68.4725 | 173.6441 | 193.5998 | 178.5104 | 0.44709 | 128.8513 | 0.333 | 178.0935 | 4.6771 | 14.8021 | 31.3733 | 163.2914 | 210.9325 | 179.9478 | 226.6641 | 114.8484
MC-3 26/10/1982 1200 | 82.1179 | 190.1284 | 207.9701 | 189.8014 | 0.11427 | 171.104 | 0.333 | 185.2331 | 6.1913 | 26.2502 | 49.1937 | 136.0394 | 200.7577 | 167.3562 | 217.148 | 125.2647
MC-3 27/10/1982 0900 | 103.6121 | 215.8994 | 230.4915 | 206.9434 | 0.18746 | 155.4176 | 0.333 | 177.3943 | 2.4773 | 2.0857 | 13.5875 | 175.3087 | 193.8214 | 158.8719 | 210.6387 | 137.4237
MC-3 27/10/1982 2000 | 82.1179 | 190.1284 | 207.9701 | 189.8014 | -0.033422 | 0 | 0.333 | 185.8156 | 0 | 0 | 0 | 185.8156 | 192.6635 | 157.4632 | 209.5503 | #DIV/0!
MC-3 28/10/1982 1000 | 89.6562 | 199.1936 | 215.8524 | 195.901 | -0.015762 | 192.0043 | 0.333 | 189.9429 | 6.8108 | 31.7176 | 57.7476 | 132.1953 | 199.5135 | 165.8285 | 215.9817 | 130.8785
MC-3 02/11/1982 1400 | 68.4725 | 173.6441 | 193.5998 | 178.5104 | -0.13897 | 0 | 0.333 | 182.1314 | 0 | 0 | 0 | 182.1314 | 181.4939 | 143.9879 | 199.0256 | #DIV/0!
MC-3 02/11/1982 2200 | 82.1179 | 190.1284 | 207.9701 | 189.8014 | -0.3035 | 241.912 | 0.333 | 197.2638 | 3.3938 | 11.6452 | 23.8988 | 185.6186 | 192.1996 | 156.8996 | 209.1141 | 152.4214
MC-3 09/11/1982 1200 | 89.6562 | 199.1936 | 215.8524 | 195.901 | -0.17598 | 216.149 | 0.333 | 191.8394 | 5.0874 | 21.7751 | 39.882 | 151.9574 | 192.4884 | 157.2505 | 209.3857 | 141.2314
MC-3 09/11/1982 2000 | 92.0786 | 202.1006 | 218.3839 | 197.8407 | -0.14412 | 208.7742 | 0.333 | 189.2735 | 6.2157 | 27.932 | 51.0525 | 138.221 | 190.8823 | 155.3008 | 207.8751 | 136.4894
MC-3 09/11/1982 1600 | 94.4599 | 204.9551 | 220.8739 | 199.738 | -0.28289 | 236.7453 | 0.333 | 195.6842 | 4.0364 | 15.8029 | 29.9542 | 179.8813 | 191.3231 | 155.8355 | 208.2898 | 150.6467
MC-3 11/11/1982 1436 | 79.5059 | 186.9805 | 205.2324 | 187.6653 | -0.19557 | 214.629 | 0.333 | 187.9231 | 4.7491 | 18.3621 | 35.128 | 169.561 | 186.0558 | 149.4671 | 203.3298 | 143.2937
MC-3 11/11/1982 1834 | 89.6562 | 199.1936 | 215.8524 | 195.901 | -0.32471 | 0 | 0.333 | 196.1084 | 0 | 0 | 0 | 196.1084 | 189.4254 | 153.5358 | 206.5039 | #DIV/0!
MC-3 11/11/1982 1248 | 84.6784 | 193.2108 | 210.6497 | 191.884 | -0.3698 | 255.9947 | 0.333 | 199.8038 | 2.6011 | 6.5301 | 17.2007 | 193.2737 | 191.6175 | 156.1928 | 208.5667 | 161.3082